## Sheet1
Full Description | Description
VALVE,SOLENO:KANEKO;M13RC-20-A44-SS12-TF 1EA EQUIPMENT NAME : S/P FOR SOLENOID VALVE MODEL NO : M31[VALVE TYPE] SERIES MANUAL RESET WAY SOLENOID VALVE MANUFACTURER : KANEKO SOLENOID VALVE | M31RC-20-A44-SS12-TF AC110V 螺纹连接 RC3/4 阀体材质 SCS13A 货期：90天 附件是产品综合样本，11~13页是介绍这款产品的。
METAL-FOAM CYLINDER, P/N: 9301004118440
CPU BOARD (DRIVE CONTROL CARD) , main part no : DS200SDCCG5AHD | BOARD
SIESMIC VIBRATION SENSOR
MODEL 38-70571 SIZE 4”X3” CLASS 2500 LBS BODY GASKET 1904534 | Body Gasket (316L/Graphite) 00-001904534-827
MODEL 38-70571/8013, 4 IN., 2500 ANSI PLUG/STEM, HVD1 B007 00-400124515-970 | Plug
MODEL 38-70571 SIZE 4”X3” CLASS 2500 LBS SEAT GASKET OLD 1844300-162 18-000044300-162 | Seat Gasket
Many thanks for your kind offer, would you please do me a favor and send me your revise offer for below model: 3051CD2A52A1BC1M5MD1V5P1Q4Q8. TRA9111 | ROSEMOUNT PRESSURE TRANSMITTERS
Solenoid Coil 110v | SOLENOID COIL
MODULE:CONTROL,ETHERNET SWITCH,GE GAS TU MODULE,CONTROL: FUNCTION:ETHERNET SWITCH; EQUIPMENT DEVICE/EQUIPMENT APLICATION: GE GAS TURBINE; ADDITIONAL DATA: ITEM ADDITIONAL DESCRIPTION: ESWX SWITCH FOR GAS TURBINE GE DCS AND MARK VLE CONTROL SYSTEM,16-PORT 10 100 BASE COPPER ONLY. INPUT 10 MBPS, OUTPUT 100 MBPS, POWER SUPPLY 24 V. GE POWER SYSTEM: P/N#IS420ESWBH3A(16 PORT) GENERAL ELECTRIC-GEN PURPOSE: P/N#ML3K-FLX-X-X-A-A-A-X-X-X-X-X-X | ESWB ETHERNET SWITCH
PK-IS420ESWAH3A ETHERNET SWITCH 8 PORT | ETHERNET SWITCH 8 PORT 0 FIBER
Sofima filter element Type : CCH153FC1 Quantity 7 ea | Unit price RMB, spot.
Limit switc, Delixi Electric, LXP1-120 5 EA | LXP1-120 $/pcs new in stock
SCREW,CAP,ASTL,5/8 IN DIA,11 UNC,3IN LG SCREW,CAP: DIAMETER: 5/8 IN; THREADS: 11 UNC; LENGTH: 3 IN; HEAD: FLANGED DOUBLE HEX; MATERIAL: ASTL; GRADE: 1; STANDARD/SPECIFICATION: NH 86505612 REV H; ADDITIONAL DATA: SPECIFICATION: C1A3 2-1 4 IN THREAD LENGTH, USED IN TEMPERA TURE UP TO 900 DEG F (482 DEG C), FOR V ANE ARRANGEMENT, POWER PLANT 9 BLOCK C AND D. GENERAL ELECTRIC/DIELEKTROL/LENTRONICS:P/N#N733AP33048 | ALY STL 12PT SCREW
11. CAP MTL PPR 400V 5% 3UF RD NSX: GUTOR P/N: 234-0335 Qty; 1 pc | CAP MTL PPR 400V 5% 3UF RD 234-0335
Switch USR 997930A Condition: Refurbished
3) COD Pump Complete set, Model GM0240SP 1MNN......2 set | 计量泵 Q=946L/h P=3.5Bar GB1000PP1MNN PVC材质泵头；PTFE材质隔膜；流量946L/h； 压力3.5bar；手动调节冲程长度； 进口尺寸：1-1/2"NPT F，出口尺寸：1"NPT F 普通电机：3P-380V-50Hz，0.55kw，IP55
SPARE PARTS FOR GE F6 | THERMOCOUPLE
VALVE,SOLN,1/4 IN PS,24 VDC, 10.6 W,#207 VALVE,SOLENOID: PIPE SIZE: 1/4 IN; ORIFICE DIAMETER: 9/32 IN; ELECTRICAL RATING: 24 VDC, 10.6 W; CONFIGURATION: 3/2 WAY; CONNECTION: FNPT; OPERATION: NC; PRESSURE RATING: 10 TO 200 PSI; COIL: MOLDED,HIGH TEMP; ENCLOSURE: NEMA 3; BODY MATERIAL: BRS; ADDITIONAL DATA: ML-1019 FOR GE GAS TURBINE MODEL MS7001 EA AT RAGIGH POWER PLANT GENERAL ELECTRIC/DIELEKTROL/LENTRONICS: P/N#357A1263P004(24VDC) AUTOMATIC SWITCH COMPANY (ASCO): Model#EFHC8321G001(24VDC) AUTOMATIC SWITCH COMPANY (ASCO): P/N#20783 | VLV SOLEN
HOSE,FLEX MTL,STL,1-1/4 IN,4 FT LG,FLG HOSE,FLEXIBLE METAL: SIZE: 1-1/4 IN; LENGTH: 4 FT; CONNECTION: FLANGE; MATERIAL: STL; ADDITIONAL DATA: PIPING ARRANGEMENT FOR ATOMIZING AIR, ML-965, SPARE PARTS FOR ASIR CPS FRAME 7 TURBINES FUEL OIL. GENERAL ELECTRI | HOSE FLEXIBLE-METAL
RELAY:GP,16 A,3NO1NC,125 VDC,SILVER PLAT RELAY,GENERAL PURPOSE: CONTACT RATING: 16 A; CONTACT ARRANGEMENT: 3NO1NC; COIL VOLTAGE: 125 VDC; CONTACT: SILVER PLATED; ACTION: 4P1T; TERMINAL: CAPTIVE SCREW; MOUNT: STANDARD SCREW OR 35 MM DIN RAIL; ENCLOSURE: GE | MINICONTACTOR
CIRCUIT BREAKER, TYPES 3VE, 3VU & 3VA & 3VF 01 2 NO SIMOVERT P MICROMASTER, 3PH. , 50/60 HZ, MM150/ 380 – 500V., OUTPUT 1.5 KW P/N: 6SE-3114-0DC40 | 6SE3114-0DC40 全新没有原包装 2-3周
SPARE PART SET, 8240700 9150, IAC WATER SPARE PART SET , PART NO : 8240700 9150 , MAKE : HERION , SPARE PART SET INCLUDES DIAPHGRAM (103), PRESSURE SPRING (105), O RING (70 2) , PRESSURE SPRING (704) , CORE (705). ADD INFO : SPARE SERVICE KIT FOR MED INST | Norgren 8240700.9150.00000
24 | PCA PSU AC SUPPLY +20VDC/+-12VDC/+5VDC 0P0280
BOLT SKD-HD (1”-8*2,38) U624P308L0238 | BOLT-SKT HD(1.00-8X2.38)
DRIVE,BULK NOUN:VARIBALE SPEED DRIVE - T DRIVE,BULK NOUN: PARENT EQUIPMENT/FUNCTION: VARIBALE SPEED DRIVE - TO USE IT TO CON TROL THE SPEED OF CABLE REELS IN THE MO BILE GENERATOR; RATING: 0.75KW , 1HP , 240V , 3PH; SIZE: W= 107MM , H= 143MM , D=150MM; STANDARD/SPECIFICATION: IEC 61800-3 IEC 61800-5-1; ADDITIONAL DATA: VARIABLE SPEED DRIVE ATV212 - 0.75KW - 1HP - 240V - 3PH - WO EMC - IP21 ATV212H075M3X SCHNEIDER PRODUCT DESTINATION: ASYNCHRONOUS MOTOR PRODUCT SPECIFIC APPLICATION: PUMPS AND FANS IN HVAC ASSE MBLY STYLE: WITH HEAT SINK SUPPLY VOLTA GE LIMITS 170-264 V WITHOUT EMC FILTER LINE CURRENT 2.7A 240V 3.3A 200V | ATV212H075M3X VARIBALE SPEED DRIVE
PRESSURE RELIEF VALVE LPRD00-00022975
PRESSURE RELIEF VALVE LPRD00-00010063
Masoneilan 035104040-716-0000 | Size 4.1/2" Camflex II Diaphragm 00-035104040-716
ESTACION DESBLOQUE MANUAL SCI 428655-MRS | MANUAL RELEASE STATION
SOLENOID VALVE
CARTRIDGE VALVE SOLENOID
FLTR SUPT & FLTR 14X
Operational Spares | PRESSURE SWITCH
FLTR SUPT & FLTR 20X
AIR FILTER CARTRIDGE
SERVO VALVE APPLICATION: GAS TURBINE TEXT:FOR STOP AND RATIO GAS CONTROL VALVE FOR MODEL: MS-1002 GAS TURBINE ANTI FIRE SYSTEMS/N: 5493 TO 5496 MANUFACTURER DETAILS: MFG: GE OIL AND GAS P/N: 311A5177P002 MFG: MOOG:M/N: G771K615A MFG: MOOG:P/N: TYPE H04FOFA4V14 MFG: MOOG:P/N: SMO 1556006 | VLV SERVO
BAR
STL SPRING LOCK WASHER
6ES7972-0CB20-0XA0 Simatic S7 PC Adapter USB | DVS2022 6ES7972-0CB20-0XA0 Siemens MODULE PC ADAPTER USB S7300 W2K/XP 5M (NEW W/ONE YEAR WARRANTY)
MICROLOGIX 1400 | DVS6540 1766-L32BWAA ALLEN BRADLEY MICROLOGIX 1400 PLC (NEW W/ONE YEAR WARRANTY)
DVS6541 1762-IF2OF2 ALLEN BRADLEY MICROLOGIX 4CHANNEL ANALOG COMBO 2INPUT/2OUTPUT (NEW W/ONE YEAR WARRANTY)
DVS6542 HMIGXO3501 SCHNEIDER ELECTRIC OPERATOR INTERFACE TOUCHSCREEN TFT 7IN 24VDC (NEW W/ONE YEAR WARRANTY)
PISTON PKG KIT FOR CYL
1- DECOPLING INTERFACE ABB, TYPE: BRI-1621N 1 PC | BRI 1621N/P-24VDC refurbished
PROBE,TORODIAL,04-000-21-1,, OEM NAME CLASS OEM_NAME PROBE,TORODIAL PULSAFEEDER PULSAFEEDER_PART_NO 04-000-21-1 PULSAFEEDER_MODEL_TYPE MVECPOXPA-XXX-CZXXX PULSAFEEDER_TRADE_NAME MICROVISION EX PULSAFEEDER_PE_HD_REF CONDUCTIVITY CONTROLLER WATER CHEMICAL DOSING UNIT TAG NO:17642CP0001/02 | PROBE,TORODIAL 04-000-21-1
PROBE,ORP,3FT, NO LIQ. TITE,04-060-01,, OEM NAME CLASS OEM_NAME PROBE,ORP OEM_ATTRIB 3FT, NO LIQ. TITE PULSAFEEDER PULSAFEEDER_PART_NO 04-060-01 PULSAFEEDER_MODEL_TYPE MVECPOXPA-XXX-CZXXX PULSAFEEDER_TRADE_NAME MICROVISION EX PULSAFEEDER_PE_HD_REF CONDUCTIVITY CONTROLLER WATER CHEMICAL DOSING UNIT TAG NO:17642CP0001/02 | PROBE,ORP 04-060-01
PROBE,PH,3FT, NO LIQ. TITE,04-060-00,, OEM NAME CLASS OEM_NAME PROBE,PH OEM_ATTRIB 3FT, NO LIQ. TITE PULSAFEEDER PULSAFEEDER_PART_NO 04-060-00 PULSAFEEDER_MODEL_TYPE MVECPOXPA-XXX-CZXXX PULSAFEEDER_TRADE_NAME MICROVISION EX PULSAFEEDER_PE_HD_REF CONDUCTIVITY CONTROLLER WATER CHEMICAL DOSING UNIT TAG NO:17642CP0001/02 | PROBE,PH 04-060-00
OUTPUT UPGRADE KIT,4-20MA,UGK-MILOUT,, OEM NAME CLASS OEM_NAME OUTPUT UPGRADE KIT OEM_ATTRIB 4-20MA PULSAFEEDER PULSAFEEDER_PART_NO UGK-MILOUT PULSAFEEDER_MODEL_TYPE MVECPOXPA-XXX-CZXXX PULSAFEEDER_TRADE_NAME MICROVISION EX PULSAFEEDER_PE_HD_REF CONDUCTIVITY CONTROLLER WATER CHEMICAL DOSING UNIT TAG NO:17642CP0001/02 | OUTPUT UPGRADE KIT UGK-MILOUT
GASKET
Spare parts for FRAME 9FA+e DLN 2.0+ DUAL FUEL | SCREW SOCKET HEAD CAP
ABB Digital input, 24VDC, 32 digital input, type: DI524, part number: 1SAP240000R0001
MANUFACTURER: GENERAL ELECTRIC; QTY:11 MODEL_NO: SECMOD4 MODULE; TYPE: CONTROL; POWER_SOURCE: 5VDC 30MA; APPLICATION: MOTOR PROTECTION; FFT: MOUNT: SURFACE, DISPLAY: SPECTRA ECM; OPERATING TEMPERATURE: -20 TO 70 DEG C; ENCLOSURE: NEMA 12; CONTROL OPTION: FWD/REV/STOP/RESET; ;MANUFACTURER REFERENCES:; ;MANUFACTURER: GENERAL ELECTRIC; MODEL_NO: SECMOD4. | MODULE
TRANSDUCER, LVDT Specification : TRANSDUCER MANUFACTURER KAVILCO CORP. / SCHAEVITZ SENSOR / NP / GENERAL ELECTRIC PART NUMBER GM 7111D / 03560999-000 / RCO20541 / 311A5178P001 (Old: 185A1328P007) DRAWING NUMBER SMO 1726301/0 POSITION NUMBER N/A TYPE LVDT | LINEAR TRASNSMITTER
NEEDLE VALVE. POS.06 | VLV NEEDLE
VALVE (RVO 27067) | VLV NEEDLE
FAN:CENTRIFUGAL;R2E250-RA5001;EBMPAPST ------------------------------------------------------------------------ FAN,ELECTRICAL TYPE: CENTRIFUGAL VOLTAGE RATING: 230V AC CURRENT RATING: 0.70A AIR FLOW: 1,368.00M3/H SPEED RATING: 2,600RPM POWER RATING: 155.00W IMPELLER DIAMETER: 250MM BLADES MATERIAL: PPG DIRECTION OF ROTATION: CLOCKWISE INGRESS PROTECTION: IP44 INSULATION CLASS: F OPERATING TEMPERATURE: -40-80°CDEG BEARING TYPE: BALL SERVICE CAPACITOR SIZE: 5.0#F WIDTH: 255MM DIAMETER / DEPTH: 250MM DEPTH: 99MM MOUNTING TYPE: BRAKET APPLICATIONS: AIR HANDLING MANUFACTURER/SOURCE: EBMPAPST MANUFACTURER PART NUMBER: R2E250-AS47-09 ADDITIONAL INFO: See attached in SAP data sheet INSPECTION REQUIREMENTS TO BE FULLFILLED ALONG WITH DELIVERY: CERTIFICATE OF CONFORMITY | 0M-8190 SUB ASSEMBLY FAN 230VAC DUAL SPEED XXW
SEAL. LEED SCREW, 3299-0001-05, GD ENGINEERING | Safety screw seal Part no.3299--0001-05
SEAL. ANDL〇CK.CL〇SURE, 40", 3232-0017-05, GD ENGINEERING | 40" seal Material Nitrile PB80 Part no.3232-0017-05
SEAL. ANDL〇CK.CL〇SURE, 32", 3232-0013-05, GD ENGINEERING | 32" seal Material Nitrile PB80 Part no.3232-0013-05
HANDLE.UNIVERSAL.PN2196-0207, 2196-0207, GD ENGINEERING | PVChandle cover M20 Part No. 3152-0007
SPINDLE.CROSS SHAFT., 2404-0220, GD ENGINEERING | Cross shaft spindle Part No. 2404-0220
LINK.+.H〇RSESH〇E, 2227-0174, GD ENGINEERING | Horsehoe link Part No. 2227-0174
HANDLE.UNIVERSAL.PN2196-0207, 2196-0207, GD ENGINEERING | Universal handle c/w split ring Part No. 2196-0207
WIRE,ELEC,AL CNDCTR,220V,1 MM DIA,#368B9 WIRE,ELECTRICAL: USAGE: GROUND DETECTION; CONDUCTOR MATERIAL: AL; CONDUCTOR SIZE: 1 MM DIA; VOLTAGE: 220 V; INSULATION MATERIAL: PVC; INSULATION COLOR: GRAY; ADDITIONAL DATA: ITEM ADDITIONAL DESCRIPTION: FOR GROUN | WIRE HARNESS
Speed Proximitor 330180-90-00 14F09TT/ : 330130-080-00-00 Bently Nevada | 3300 8MM EXT CABLE
SEAL,JOINT, HORIZONTAL | SEAL HORZ JOINT
MATERIAL,GSKT,STRIP,#95000C4 MATERIAL,BULK NOUN: PARENT EQUIPMENT/FUNCTION: GASKET,STRIP; COMPOSITION: RUBBER; SIZE: 1-3/8 IN WD X 50 FT LG X 35/64 IN TH; STANDARD/SPECIFICATION: HH-G-156E; ADDITIONAL DATA: GENERAL ELECTRIC/DIELEKTROL/LENTRONICS: P/N#95000C4 GENERAL ELECTRIC/DIELEKTROL/LENTRONICS: P/N#341A1812P1 GENERAL ELECTRIC/DIELEKTROL/LENTRONICS: P/N#S341A1812P0001 | GASKET-EDGE SEAL
HUMIDTY HEATER
GASKET,GAS TURBINE,STRIP,3 IN (76 MM) WD GASKET,BULK NOUN: PARENT EQUIPMENT/FUNCTION: GAS TURBINE; FORM/STYLE/SHAPE: STRIP; SIZE: 3 IN (76 MM) WD X 1440 MM LG X 2 MM TH; MATERIAL: INCONEL MESH; STANDARD/SPECIFICATION: ASME B16.20; ADDITIONAL DATA: ITEM ADDITIONAL DESCRIPTION: FLANGE G07060S (CATALOG #); SYSTEM PARENT EQUIPMENT INFORMATION: FOR EXHAUST DIFFUSER OF GE GAS TURBINE MODEL # MS7001. GENERAL ELECTRIC/DIELEKTROL/LENTRONICS: P/N#344A9720P006 MUNACO PACKING & RUBBER CO: P/N#E5574 APPLIC: DIFFUSER GE-MS7001 | GASKET,INCONEL MESH
BUSHING,GENERATOR SLIP RING,1.125 INCHES BUSHING,BULK NOUN: PARENT EQUIPMENT/FUNCTION: GENERATOR SLIP RING; SIZE: 1.125 INCHES DIA; MATERIAL: STEEL ALLOY; ELECTRICAL RATING: NA; ADDITIONAL DATA: ITEM ADDITIONAL DESCRIPTION: VERTICAL CONNECTION; SYSTEM PAR | 7A6 COLL TERM SLV
GASKET,FUEL OIL PUMP,OBLONG,(180 MM X 32 GASKET,BULK NOUN: PARENT EQUIPMENT/FUNCTION: FUEL OIL PUMP; FORM/STYLE/SHAPE: OBLONG; SIZE: (180 MM X 320 MM) WD X (295 MM X 425 MM ) LG X 0.5 MM TH; MATERIAL: NON-ASBESTOS; STANDARD/SPECIFICATION: MIL-DTL-24696C; | ARC-PL CABLE 'G'
ADAPTER,CBL,1 A,15K,10 MM INSUL DIA,#336 ADAPTER,CABLE: AMPERAGE: 1 A; INSULATION DIAMETER: 10 MM; VOLTAGE: 15 KV; MATERIAL: EDPM; ADDITIONAL DATA: ITEM ADDITIONAL DESCRIPTION: FIBER,OPTIC,PORT,FOR GAS TURBINE MS7001 EA MARK V AND DCS USED WITH ESWX SWITCH , DCS AND MARK VLE GE POWER SYSTEM: P/N#336A5026P01 | CABLE ASSY FIBER LC TO SC MM
STL SPRING LOCK WASHER
Hex HD Cap Srew & Bolt | HX HD CAP SCR & BOLT
PLUG,BULK NOUN: PARENT EQUIPMENT/FUNCTION: STG-EAB4 BEARING RING; STANDARD/SPECIFICATION: PIPE PLUG .50N; ADDITIONAL DATA: QCCPP-STG-EAB4 BEARING RING GENERAL ELECTRIC/DIELEKTROL/LENTRONICS: P/N#U117XPTOP0004 | USE X0003HXX0AA005X
NOTE : SUPPLIERS NEED TO DELIVER ON OR BEFORE 30-SEP-2017 AND THE SUPPLIERS NEED TO SUBMIT THE QC AND PACKING LIST OF GE WITH ORIGIN CERTIFICATE AND IT IS MANDATORY FOR ALL THE LINE ITEMS PIN,BULK NOUN: PARENT EQUIPMENT/FUNCTION:STG- COMMON MATERIALS FOR EHB1, EAB2, AND EAB3 BEARINGS; STANDARD/SPECIFICATION:LOCK PIN; ADDITIONAL DATA: QCCPP-STG- COMMON MATERIALS FOR EHB1, EAB2, AND EAB3 BEARINGS GENERAL ELECTRIC/DIELEKTROL/LENTRONICS:P/N#U349P002U187 | LK PIN
MATERIAL PARA REVISIÓN MAYOR TURBINA GEC ALSTHOM MODELO: MS 5361 P Nº SERIE: T248 CÓDIGO G.E: N170P44080 | SCREW SOCKET HEAD CAP
N170P44064 SCREW, SOCKET HEAD CAP | SCREW SOCKET HEAD CAP
1.5-12 PT NUTS
CONTACTOR,MTR,600V LV,25,3 POLE,#CL00D31 CONTACTOR,MOTOR: LINE VOLTAGE: 600 VAC; COIL VOLTAGE: 120 TO 125 VDC; AMPERAGE: 25; POLE: 3; ENCLOSURE: GENERAL PURPOSE; STANDARD/SPECIFICATION: IEC 60947; ADDITIONAL DATA: ITEM ADDITIONAL DESCRIPTION: WITH 1NO AUXILIARY ARRANGEMENT ; SYSTEM PARENT EQUIPMENT INFORMATION: FOR MOTOR CONTROL CENTER GENERAL ELECTR IC DIELEKTROL LENTRONICS MODEL # CL03D3 10M. GENERAL ELECTRIC/DIELEKTROL/LENTRONICS: P/N#CL00D310TK GENERAL ELECTRIC/DIELEKTROL/LENTRONICS: 112404 | 3-POLE CONTACTOR
SWITCH, PUSH BUTTON: DESIGNATION: NON; STYLE: NON-ILLUMINATED; ELECTRICAL RATING: 220/550 VAC 5/3 A.; ACTION: 2P1T; OPERATOR: MOMENTARY; CONTACT ARRANGEMENT: 1NO1NC; COLOR: GREEN; ENCLOSURE: PHENOLIC; MOUNT: PANEL; STANDARD/SPECIFICATION: JIS; ADDITIONAL DATA: TYPE: NON-ILLUMINATED CONTACT: ONE BLOCK; SELECTOR, (4) PRESSURE SCREW TERMINALS, 2 -STAGE, 41-16408 TSM, SPRING RETRACT, Q PP NO: 29000Q00-016. MITSUBISHI ELECTRIC CORP/MATSUD ELECTRI: P/N#134310 MITSUBISHI ELECTRIC CORP/MATSUD ELECTRI: P/N#OA-FG-1 | PUSH BUTTON P/N: OA-FG-1
1. PROBE, RADIAL & AXIAL --- QTY: 8 EACH BENTLY NEVADA P/N: 21500-00-08-10-02 | DVS5992 21500-00-08-10-02 BENTLY NEVADA PROXIMITY PROBE (NEW W/ONE YEAR WARRANTY)
ADAPTER,T-P,STL,1 IN TB,1 IN PS,#R1FLN06 ADAPTER,TUBE TO PIPE: TUBE SIZE: 1 IN; TUBE CONNECTION: COMPRESSION; PIPE SIZE: 1 IN; PIPE CONNECTION: MPT; MATERIAL: STL; ADDITIONAL DATA: GENERAL ELECTRIC/DIELEKTROL/LENTRONICS: 156A 1075 P022 SWAGELOK CO/WHITEY | TUBE CONN
TRANSFORMER POWER 25KVA, 1PH,50HZ 1EA PRYMARY SECONDARY 240/480-120/240 GENERAL PURPOSE CLS AA,TEMP RISE 115C NE ENCL WALL MTD N/A IMP N/A TAPS TYPE QMS MFG : GE PART NO : | Transformer
VALVE:SPOOL,5 MM PIPE,4-WAY,BASE MOUNT,S VALVE , SPOOL: PIPE SIZE: 5 MM; CONFIGURATION: 4-WAY; CONNECTION: BASE MOUNT; OPERATED: SOLENOID; PRESSURE RATING: 3000 LB; MOUNT: SURFACE; SERVICE: HYDRAULIC; BODY MATERIAL: AL; ADDITIONAL DATA: BY PASS VALVE, FOR SERVO ARRANGEMENT. SER NO: 232. GENERAL ELECTRIC/DIELEKTROL/LENTRONICS P/N# 312A6077P005 MOOG INCORPORATED MODEL#G771K203 APPLIC: SERVO ARR, BYPASS VALVE | VLV SERVO
N5606P06001G11 GASKET, SPIRAL WOUND | GASKET SPIRAL WOUND
CURRENT RELAY ODES WL-314C4 WL-31C4 | 三相过电流监视继电器：WL-31C4
Name : STUD Manufacturer : ITT GOULDS PUMPS Manufacturer partnumber : 27177 372 2239 Extended partnumber : Manufacturer Model/Type : 3910/8LA/6X8-16A | STUD, PN# 27177 372 2239,(US origin)
Name : NUT,HEXAGONAL Manufacturer : ITT GOULDS PUMPS Manufacturer partnumber : 90555 13 Extended partnumber : Manufacturer Model/Type : 3910/8LA/6X8-16A | NUT,HEX, PN# 90555 13, (US origin)
Relays, 24 VDC | Relay RH4B-U ELECTRICAL RATING: 125/220 VAC, 5 A
Actuator : Dry pilot actuator "TYCO" , Model: DP-1 | Actuator : Dry pilot actuator "TYCO" , Model: DP-1
CBL ICS J5 CABLE (5 TW/SH/PRS)
MANUFACTURER: GENERAL ELECTRIC; QTY:11 MODEL_NO: SECMOD4 MODULE; TYPE: CONTROL; POWER_SOURCE: 5VDC 30MA; APPLICATION: MOTOR PROTECTION; FFT: MOUNT: SURFACE, DISPLAY: SPECTRA ECM; OPERATING TEMPERATURE: -20 TO 70 DEG C; ENCLOSURE: NEMA 12; CONTROL OPTION: FWD/REV/STOP/RESET; ;MANUFACTURER REFERENCES:; ;MANUFACTURER: GENERAL ELECTRIC; MODEL_NO: SECMOD4. | MODULE SECMOD4
FLOWMETER:FLUID FLOW,FLOAT FLOW MEASURME BLOCK,BULK NOUN: PARENT EQUIPMENT/FUNCTION: STAGE V AND VII GAS TURBINE; SIZE: (12 MM X 21 MM) ID X 19 MM OD X 62 MM; RATING: VIBRATION SENSOR MOUNTING BLOCK; MATERIAL: CSTL; STANDARD/SPECIFICATION: CE;CSA; ADDITIO | BLOCKMOUNTING
Transmitter - Pressure 3051TG5A2B21KE8M5Q4Q8 Number: S000020170 Status: [Active Name: Transmitter - Pressure Maker: EMERSON GB (EMERSON PROJECT MANAGEMENT FIELD t Maker's Ref.: 3051TG5A2B21KE8M6Q4Q8 厂 Asset | Rosemount 3051TG5A2B21KE8M5Q4Q8 1pc ----------------------含税运单价， 货期2-4周
THYRISTOR,SILICON CONTROLLED,RECT,#336A3 THYRISTOR,--: TYPE: SILICON CONTROLLED; FUNCTION: RECTIFIER; PACKAGE: TO-200; ADDITIONAL DATA: ASM, 53 MM, 8, VOLTAGE: 4200 V. GENERAL ELECTRIC/DIELEKTROL/LENTRONICS: P/N#336A3401AAG14 GENERAL ELECTRIC/DIELEKTROL/LENTRONICS: P/N#323A3353P42 WESTCODE SEMICONDUCTORS: NNWXCH36789 WESTCODE SEMICONDUCTORS: P/N#68A7208P15 | SCR 53MM
Exhaust THERMOCOUPLE | TERMOCOPPIA SOM6754917 THERMO ENGINEERING RTO28603
REGULATOR,PRESSURE: REGULATED MEDIUM: AIR; INLET PRESSURE: 300 LB; OUTLET PRESSURE 100 LB; INLET SIZE: 1/4 IN; OUTLET SIZE: 1/4 IN; INLET CONNECTION: FNPT; OUTLET CONNECTION: FNPT; BODY MATERIAL: ZINC/BRS; NORGREN CO., C.A.: P/N#R07-119-RGKA | Regulator
THERMOSTATIC SWITCH 600oF | Heat detector 17343-124-600F
THERMOSTATIC SWITCH 325oF | Heat detector 17343-124-325F
Crouzet LIMIT SWITCH SP396910 328A7435P001 | LIMIT SWITCH
SWITCH, PUSH BUTTON: DESIGNATION: NON; STYLE: NON-ILLUMINATED; ELECTRICAL RATING: 220/550 VAC 5/3 A.; ACTION: 2P1T; OPERATOR: MOMENTARY; CONTACT ARRANGEMENT: 1NO1NC; COLOR: GREEN; ENCLOSURE: PHENOLIC; MOUNT: PANEL; STANDARD/SPECIFICATION: JIS; ADDITIONAL DATA: TYPE: NON-ILLUMINATED CONTACT: ONE BLOCK; SELECTOR, (4) PRESSURE SCREW TERMINALS, 2 -STAGE, 41-16408 TSM, SPRING RETRACT, Q PP NO: 29000Q00-016. MITSUBISHI ELECTRIC CORP/MATSUD ELECTRI: P/N#134310 MITSUBISHI ELECTRIC CORP/MATSUD ELECTRI: P/N#OA-FG-1 | PUSH BUTTON
WHEELSPACE THERMOCOUPLE
WHEELSPACE THERMOCOUPLE
WHEELSPACE THERMOCOUPLE
EMPAQUETADURA O GASKET DWG:302A4597P007, GASKET | GASKET
CI Consumables | RING PACKG
c_tub_con_male
Spare parts for FRAME 9FA+e DLN 2.0+ DUAL FUEL | B7A17B2 000.50D 000.06T
FOLLOWER,DIAPH,RBR,#C2000319 FOLLOWER,--: TYPE: DIAPHRAGM; SIZE: (22 MM X 31 MM X 52 MM) DIA X 68 MM LG; MATERIAL: RUBBER; ADDITIONAL DATA: FOR AIR SERVICE COMPRESSOR. COMPAIR BROOMWADE LIMITED: P/N#C20003-19 | Follower, Diaphragm C20003-19
Electronic or Electrical | Relay RH4B-U ELECTRICAL RATING: 125/220 VAC, 5 A
Crouzet LIMIT SWITCH SP396910 328A7435P001 | LIMIT SWITCH 328A7435P001
Level Switch Model PRL-S5 Description : TOWA Explosion Proof Rotary Paddle Type Level Switch. Model : PRL-S5 Length : 150 MM Voltage : AC200V/220V | Level Switch Model PRL-S7
FOLLOWER,DIAPH,RBR,#C2000319 FOLLOWER,--: TYPE: DIAPHRAGM; SIZE: (22 MM X 31 MM X 52 MM) DIA X 68 MM LG; MATERIAL: RUBBER; ADDITIONAL DATA: FOR AIR SERVICE COMPRESSOR. COMPAIR BROOMWADE LIMITED: P/N#C20003-19 | Follower, Diaphragm C20003-19
Crouzet Limit Switch hermatically sealed, atex with wires L=1,30m SP396910, c/w lever with roller SP4715 Part Number : 83 990 129 + 79 215 938 | Crouzet LIMIT SWITCH SP396910 328A7435P001
Exhaust THERMOCOUPLE | TERMOCOPPIA SOM6754917 THERMO ENGINEERING RTO28603
REGULATOR,PRESSURE: REGULATED MEDIUM: AIR; INLET PRESSURE: 300 LB; OUTLET PRESSURE 100 LB; INLET SIZE: 1/4 IN; OUTLET SIZE: 1/4 IN; INLET CONNECTION: FNPT; OUTLET CONNECTION: FNPT; BODY MATERIAL: ZINC/BRS; NORGREN CO., C.A.: P/N#R07-119-RGKA | Regulator
1) POM Pump Complete set, Model GM0120PQ 1MNN......4 set | 计量泵 Q=115L/h P=7Bar GM0120PQ1MNN PVC材质泵头；PTFE材质隔膜；流量115L/h； 压力7bar；手动调节冲程长度； 进出口尺寸： DN15（承口粘接） 普通电机：3P-380V-50Hz，0.25kw，IP55
计量泵 Q=105L/h P=67Bar MRB11- L10R3APPNNNNY 316ss材质泵头；PTFE材质隔膜；流量99.6L/h； 压力69bar；手动调节冲程长度； 进口尺寸：1/2"NPT F，出口尺寸：3/8" NPT F 南阳微特电机：3P-380V-50Hz，1.1kw，DIIBT4， F
FE31-TT-240603, Sensor Assembly Manufacture ROSEMOUNT Model 0185C003J1F0110D0330F22N1G3M99Q8R01R03XA
FE31-TT-310701, Sensor Assembly Manufacture ROSEMOUNT Model 0065N35J0110D0450F04A1N1M99Q8R01R03XA
FE31-TT-310702A, Sensor Assembly Manufacture ROSEMOUNT Model 0065C05F0110D0450F04A1N1G3M99Q8R01R03XA
FE31-TT-820050, Sensor Assembly Manufacture ROSEMOUNT Model 0185C003J1F0110D0380F22N1G3M99Q8R01R03XA
FE31-TT-820051, Sensor Assembly Manufacture ROSEMOUNT Model 0185C003J1F0110D0380F22N1G3M99Q8R01R03
FE31-TT-310702A, Sensor element Manufacture ROSEMOUNT Model 0065N05N0000N0660A1XAN1
FE31-TT-820050, Sensor element Manufacture ROSEMOUNT Model 0185N003J1N0000N0590XAN1
FE31-TT-830202A, Sensor element Manufacture ROSEMOUNT Model 0065N06N0000N0660A1XAN1
FE31-TT-240604, Sensor transmitter Manufacture ROSEMOUNT Model 248HANCN0XAQ4
TERMINAL HARDWARE
MODULE:CONTROL,ETHERNET SWITCH,GE GAS TU MODULE,CONTROL: FUNCTION:ETHERNET SWITCH; EQUIPMENT DEVICE/EQUIPMENT APLICATION: GE GAS TURBINE; ADDITIONAL DATA: ITEM ADDITIONAL DESCRIPTION: ESWX SWITCH FOR GAS TURBINE GE DCS AND MARK VLE CONTROL SYSTEM,16-PORT 10 100 BASE COPPER ONLY. INPUT 10 MBPS, OUTPUT 100 MBPS, POWER SUPPLY 24 V. GE POWER SYSTEM: P/N#IS420ESWBH3A(16 PORT) GENERAL ELECTRIC-GEN PURPOSE: P/N#ML3K-FLX-X-X-A-A-A-X-X-X-X-X-X | ESWB ETHERNET SWITCH
VALVE,GLOBE,20MM,20MM,FNPT CONN,#0080H VALVE,GLOBE: SIZE: 20 MM; PROCESS FLUID: WOG; CONNECTION: FNPT; STYLE: BOLTED BONNET; OPERATED: SPRING OPPOSED DIAPHRAGM; BODY MATERIAL: AL; TRIM: STL TRIM; SOFTGOODS: GASKET AND O-RING; STANDARD/SPECIFICATION: ASTM F885; ADDITIONAL DATA: 76.2 MM X 81 MM X 130 MM PHYSICAL DIMEN SION. TYPE: TRANSFER CONFIGURATION: 3 -WAY MASONEILAN INTERNATIONAL INC.: Model#00-80H APPLIC: FOR CONTROL VALVE. SERIAL # P141B2197 Masoneilan Model 08-80H 3-Way Transfer Valve (Please note the 00-80H is now obsolete and has been replaced by the quoted model) P/No. : 00204500894999 | 08-80H TRANSFER VALVE, -30 TO +83C, (STANDARD TEMP), .50 NPT 204500894-999-0000
BRUSH,ELEC,EXCITER,CRBN,#323B7988P05 BRUSH,ELECTRICAL: APPLICATION: EXCITER; SIZE: 38 MM WD X 93 MM LG X 25.4 MM TH; MATERIAL: CARBON; CONNECTION: PIGTAIL WITH SLOTTED TAGS; STANDARD/SPECIFICATION: BIS IS 13466; ADDITIONAL DATA: EXCITER, PIGTAIL WITH OPEN SLOT CONNECT OR (TAIL LENGTH 172 MM WITH LUG),USED F OR GENERAL ELECTRIC GENERATOR 7FA FRAME AT QURAYYAH COMBINED CYCLE POWER PLANT. GENERAL ELECTRIC/DIELEKTROL/LENTRONICS: P/N#323B7988P05 | CARBON BRUSH NATIONAL
Dual Stage Rotarv Vane Pump Model: DS-402 with 1 Phase Worldwide Motor Part #9499330 With European Power Cable Part #9499396 | 9499330 DS402 1PH ROTARY VANE PUMP
FILTER: TYPE RFI, SIZE 10 MM, MATERIAL MAGNETIC, FFT:DIN 30A,APPLICATION FOR MARK VIE GAS TURBINE CONTROL SYSTEM., MNFR: GENERAL ELECTRIC MNFR PART NO: 397A8281P0001 | EMI FILTER
226A1706P100 SWITCH | SWITCH PR
Description : CAGE 21K .75-1 , P/N 021000412-153G0000,PART FORCONTROL VALVE 2''SERIES 87-21124, MASONEILAN | CAGE 21K .75-1
Description : PLUG 21K 2 600 CV 46 EQ% AND 1.5 CV 35 EQ% 1.625 DIA , P/N011479151-206-0000 , PART FOR CONTROL VALVE 2'' SERIES 87 -21124,MASONEILAN | PLUG 21K 2 600 CV 46 EQ% AND 1.5 CV 35 EQ% 1.625 DIA
DIAPHRAGM 87/88 6
STEM .500 MASONEILAN 010868280-215-0000
DIAPHRAGM 70 SQ IN MASONEILAN 021107020-686-0000
5MM PROXIMITY CONTROL SWITCH 18-24VDC
UG8D WOODWARD GOVERNOR 8522-745
ADAPTER,T-P,SSTL,13 MM TB,7 MM PS,#156A1 ADAPTER,TUBE TO PIPE: TUBE SIZE: 13 MM; TUBE CONNECTION: COMPRESSION; PIPE SIZE: 7 MM; PIPE CONNECTION: MNPT; MATERIAL: SSTL; ADDITIONAL DATA: SYSTEM PARENT EQUIPMENT INFORMATION: FOR FUEL FLOW DIVIDER, FRAME 7 GE GAS T URBINE MS7001EA GT NO 14 15 16 AND17 IN TABUK PP2 PARKER-HANNIFIN CORP. - HOSE: 8310N003 PARKER-HANNIFIN CORP. - HOSE: P/N#156A1075P013 GENERAL ELECTRIC/DIELEKTROL/LENTRONICS: P/N#156A1075P013 | C_TUB_CON_MALE
STUD BB
ASSY-PROXIMITY PROBE-BRG
SWITCH:PROXIMITY,2P1T,15 TO 34 VDC,0.2 A SWITCH,PROXIMITY: ACTION: 2P1T; VOLTAGE: 15 TO 34 VDC; AMPERAGE: 0.2; PHASE: 1; CONTACT ARRANGEMENT: 1NO-1NC; STANDARD/SPECIFICATION: CE; ADDITIONAL DATA: WITH PLUG, POS#:74102.0002.1060, ORDER NO. 800555-74102-00012, 800555-74103-00 008, 800555-74105-00012, FUEL OIL DIFFU SION FEED, STOP VALVE 1 GROUP ASSY, FOR SIEMENS GAS TURBINE MODEL V84.2 SERIAL # 800-555. SIEMENS AG/KABEL & DRAHET: 50269832 SIEMENS AG/KABEL & DRAHET: 3RG4013-3CD00-0XA0 | SWITCH 3RG4013-3CD00-0XA0
SWITCH:PROXIMITY,1P1T,10 TO 30 VDC,0.2 A SWITCH,PROXIMITY: ACTION: 1P1T; VOLTAGE: 10 TO 30 VDC; AMPERAGE: 0.2; PHASE: 1; CONTACT ARRANGEMENT: 1NO; STANDARD/SPECIFICATION: CE; ADDITIONAL DATA: POS # 60301.0366.0001.0003, ORDER # 800 555-60301-00113, 800555-60501-00141, 80 055-60501-00150, SERIAL # 122724I, PIPI NG RACK LEFT, RIGHT, GROUP ASSY, FOR SI EMENS GAS TURBINE MODEL V84.2 SERIAL # 800-555. SIEMENS AG/KABEL & DRAHET: P/N#50000695 BALLUFF GERMANY: BES 516-300-S135-S4-D | SWITCH BES 516-300-S135-S4-D
CABLE RADIO FREQ :HONEYWELL; 51308112-002 1 EA EQUIPMENT NAME : TDC 3000 MANUFACTURE : HONEYWELL LCN COAX CABLE SET-2M PART NUMBER : 51308112-002 | :HONEYWELL; 1 EA单价 现货
MALE-MALE-SHIELDER CABLE-TOOL 336A6405G1
CABLE 336A3582P1
Contactor LC1D50A 5 Units Specifications: Ith: 80A Uimp: 6KV 1NO, 1NC Model: LC1D50A Brand: Schneider
12PSI PRD(208-007-05+SWT-612-1) LPRD00-00330761 QUALITROL
1. STAHL OUTLET, WELDING ,400V/63A, EXD II 2 G EX DB EB IIC T4 GB, IP66, TYPE 8579/31-406-S001. P/N 203494. MFCR:STAHL. QTY: 1 EA | Switch Socket 8579/31-406-S001
2. STAHL PLUG, WELDING ,400V/63A, EXD II 2 G EX DB EB IIC T4 GB, IP66, 8579/12-406. P/N 153029. MFCR:STAHL. QTY: 1 EA | Plug 8579/12-406
3. STAHL OUTLET, SOCKET,250V/16A, EXD II 2 G EX DB EB IIC T6 GB, IP66, 8570/11-306-S011. P/N 203090, MFCR:STAHL. QTY: 1 EA | Switch Socket 8570/11-306-S011
STAHL PLUG | Plug 8570/12-306
5. STAHL ARMATURE, FLOODLIGHT, 230V 2.1A, EXD II 2 G EX DE IIC T3 GB, MAGNETIC BALLAST, IP66, 55000LM, P/N: 6121/1312-2401-1111-311-513-1, MFCR:STAHL. C/W: HPST SYLVANIA 400W E40 P/N:SHP-TS QTY: 2 EA | Floodlight 6121/1312-2401-1111-311-513-1
6. STAHL ARMATURE, FLUORESCENT LIGHT, LINEAR LUMINAIRE, 240V/2X36W/320MA, EXD II 2 G EX D E IIC T4 OR EX DB EB IIC T4, IP66, EXLUX 6001/542-9512-1511, MFCR:STAHL. QTY: 2 EA | Linear luminaire for fluorescent lamps 6001/542-9512-25-232
7. ARMATURE, FLUORESCENT LIGHT, EMERGENCY LUMINAIRE, 240V/2X36W/320MA,BATTERY 7AH, EXD II 2 G EX D E IIC T4 OR EX DB EB IIC T4, IP66, EXLUX 6009/542-9617-1622-71, MFCR:STAHL. QTY: 2 EA | Emergency luminaire for fluorescent lamps 6009/542-9617-1622-71
8. STAHL BRACKET, WALL MOUNTING WITH TUBE 400MM, SIDE ENTRY LAMP, 1PAIR, FOR ARMATURE EXLUX 6001/6009, ITEM 003, P/N: 108947 QTY: 2 EA | Wall and angle bracket with pipe 42x400m 108947
9. STAHL BRACKET, MOUNTING, 1 PAIR, FOR ARMATURE EXLUX 6001/6009, ITEM 004, P/N: 222826 QTY: 10 EA | Mounting rail 6001 fastening acc. 222826
10. STAHL BRACKET, MOUNTING, WITH PIPE CLAMP, STAINLESS STEEL 1 PAIR,FOR ARMATURE EXLUX 6001/6009, ITEM 003, P/N: 222460 QTY: 2 EA | Pipe clamp 6001 2" mounting accessories 222460
11. STAHL BRACKET, MOUNTING, CEILLING AND WALL, STAINLESS STEEL, 1 PAIR, FOR ARMATURE EXLUX 6001/6009, ITEM 003, P/N: 222827 QTY: 2 EA | Bulkhead angle 6001 fasten. acc. 222827
13. STAHL SWITCH, LOCAL CONTROL, 230V/6A, EXD II 2 G EX DB EB IIC T6GB, IP66, ON-OFF-SELECTOR, TYPE B 8146/5071. P/N 136697. MFCR:STAHL QTY: 1 EA | 8146/5051 Control box 136697
12. STAHL SWITCH, LOCAL CONTROL, 230V/6A, EXD II 2 G EX DB EB IIC T6GB, IP66, ON-OFF, TYPE A 8146/5061. P/N 136697. MFCR:STAHL QTY: 1 EA | 8146/5051 Control box 136697
FILTER,OIL,64.4 MM DIA X 115 MM LG,#9200 FILTER,OIL: SIZE: 64.4 MM DIA X 115 MM LG; HOUSING MATERIAL: AL; CONNECTION: THD; STANDARD/SPECIFICATION: ASTM D2068 - 1; ADDITIONAL DATA: FOR FILTER ELEMENT USE NO: 315A2660P3 W ORKING PRESSURE: 3000 PSI PARKER: F315P 11OBH 14928 010807001, FOR FEED BYE-PAS S VALVE, HYDRAULIC OPERATED, FOR GE GAS TURBINE MS7001B, 8 AND 9, SER NO: 29685 6 AND 296857. TYPE: HYDRAULIC GENERAL ELECTRIC/DIELEKTROL/LENTRONICS: P/N#9200A010P001 GENERAL ELECTRIC/DIELEKTROL/LENTRONICS: P/N#315A2660P001 GENERAL ELECTRIC/DIELEKTROL/LENTRONICS: Model#F315P1 PARKER HANNIFIN CORP/FLUIDEX DIV: Model#14928 GENERAL ELECTRIC/DIELEKTROL/LENTRONICS: Model#10FB PARKER HANNIFIN CORP/FLUIDEX DIV: 315A2660P1 WORKING PRESSURE: 3000PSI GE-MS7001B | FILTER ASSEMBLY
VALVE:SOLENOID;ORIFICE SIZE:80 MM,END CONNECTION:FLANGE,COIL RATING:125 VDC,B ODY MATERIAL:ALUMINIUM,FLOW RATING:70 M3/H DISCHARGE, PRESSURE RATING:PN16,CONFIGURATION:2 WAY,2 POSITION,NC TEMPERATURE RATING:80 DEG C MAX,SOFTGOODS:NBR SEAL, ADDITIONAL SPECIFICATION:TYPE:COAXIAL DIRECT ACTING,SPRING RETURN,SINGLE COIL, ADDITIONAL FEATURES:HIGHLY VISCOUS GASEOUS/LIQUID MEDIA MPN NO.: 8069725 MANUFACTURER: GENERAL ELECTRIC -PART NO: 91429059G002, MODEL NO: FK 80-NC | SOLENOID VALVE 3"
LVDT
LVDT
LVDT
LVDT
2 CONTROLLER,PNEU:120VACc;50/60HZ SINGLE STATION MICRO CONTROLLER VOLTAGE : 120V.AC FREQUENCY : 50/60 HZ MODEL : 760CSA-3A - SPECS SHEET : PSS 2C-1A1B - SIGNAL CONNECTION 30 PIN RECEPTACLE ON REAR OF CHASSIS -FUNCTION VARIABLE BY CONFIGURATION MANUFACT | Item 2 - Q.TY 2 - 760CSA-3A FOXBORO SINGLE STATION CONTROLLER
5466-1035
GASKET,GLOBE VALVE,BODY BONNET, PARENT EQUIPMENT/FUNCTION: GLOBE VALVE; DESIGN/CONSTRUCTION: BODY BONNET; FORM/STYLE/SHAPE: ROUND; SIZE: 3-1/2 IN ID X 4-5/64 IN OD X 7/16 IN TH; MATERIAL: SS 316 + GRAPHITE; STANDARD/SPECIFICATION: DIN 28091-4; ADDITIONAL DATA: KKS # XXHAD51AA001,REFERENCE DRAWING #P012-521730-B05; FOR 65 MM GLOBE VALVE. VELAN VALVE CORPORATION: P/N#9314-019-451 VELAN VALVE CORPORATION DWG#P012-521730-B05/65MM | Velan Pressure Seal Gasket
M340
Analog Output Module Model: BMXAM00410 Make: Schneider
TouchWin Operate Panel Model: OP320-A Make: Xinje Electric Co. Ltd
Model: DVP-08SP11R Make: Delta
Model; DVP-16SP11R Make: Delta
Mode: DVP-14SS211R；Make: Delta
CAPACITOR, BANK: UNITS 2, ELECTRICAL RATING 4.16KV 3PH 60HZ, KVAR RATING 300 KVAR, FFT:CONTAINS 1.67, MNFR: GE (GENERAL ELECTRIC CO.) MNFR PART NO: 16L0159WS3, SERIAL NO: S28200 | UNITS 2 ELEC RATING 4.16KV 3PH PART NO: 16L0159WS3
Item# 1 GE Spectra RMS Mag- Break Circuit Breaker SELA36Al0007 7 Amp 600 Volt 3 Pole BREAKER,CRCT,MC,600 V AC,3 POLE,7 A,#SEL BREAKER,CIRCUIT, MOLDED CASE: AMPERAGE:7 A CONNECTION:SCREW TERMINAL FRAME SIZE:63 A POLE:3 STANDARD/SPECIFICATION:CSA C22.2 NO. 5-13; TRIP:MAGNETIC VOLTAGE:600 V AC ADDITIONAL DATA: GENERAL ELECTRIC/DIELEKTROL/LENTRONICS: P/N#SELA36Al0007(600 V AC) Qty: 18 Ea | Breaker SELA36AI0007
SRPE7A7 Rating Plug & TCAL18 Lug
MODULE:CONTROL,CPU 414-2,SCADA MODULE,CONTROL: FUNCTION: CPU 414-2; EQUIPMENT DEVICE/EQUIPMENT APLICATION: SCADA; ADDITIONAL DATA: SYSTEM PARENT EQUIPMENT INFORMATION: F OR RTU 110 13.8 KV SAUDI CITY SUBSTATIO N LOT-2 SCADA AND TELECOMMUNICATION. SIEMENS/EVOQUA WATER TECHNOLOGIES LLC: P/N#6ES7414-2 XG04-0AB0 SIEMENS ENERGY & AUTOMATION,IND. USA: P/N#6ES7 414-2XG04-0AB0 SIEMENS ENERGY & AUTOMATION,IND. USA: P/N#6ES7414-3XJ00-0AB0 APPLIC: RTU 110/13.8 KV SAUDIA CITY S/S LOT-2 SCADA & TELECOMMUNICATION CONTRACT NO:154/1/23 | MODULE; 6ES7414-3XJ00-0AB0
COUPLING,SHAFT,STL,60 MM BORE,#1040T20 COUPLING,SHAFT: COUPLING TYPE: FLEXIBLE; BORE: 60 MM; OUTSIDE DIAMETER: (80 MM X 130 MM); LENGTH: 50 MM; MATERIAL: STL; CONNECTION: FLANGE; STANDARD/SPECIFICATION: DIN 740; ADDITIONAL DATA: FLEXIBLE, FOR, AUXILIARY LUBE OIL PUMP, MAKE: BUFALLO FORGE CO. PUMP MODEL # VC RE, GE DWG # 351A9556P001, FOR COUPLING DATA: GE DWG # 315A9556P001‐68, FALK ST EELFLEX TYPE: T20, PART NO: 1040T20, CO VER ‐ GRID ASSY, USED IN GENERAL ELECTR IC GAS TRUBINES 7001EA. FALK CORPORATION: P/N#1040T20 FALK CORPORATION: 351A9556P001/ 68 BUFFALO PUMPS INC: 351A9556P001/ 68 FALK CORPORATION: P/N#214‐21‐169 GENERAL ELECTRIC/DIELEKTROL/LENTRONICS: 351A9556P001/ 68 | FALK 0706702 1040T20 COUPLING COMPLETE W/PILOT BORE HUBS 10050021
Shroud SEAL PARENT EQUIPMENT/FUNCTION: SHROUD 1ST STAGE; SIZE: (3/4 IN X1-1/4 IN) WD X 6-13/16 IN LG X 5/16 IN TH; MATERIAL: STL; ADDITIONAL DATA: 1ST STAGE KEY, GE GAS TURBINE MODEL:700 1E EA, S N: 282373, TURBINE COMBUSTION. SPECIF-A616, TURBINE CASE ARRANGEMENT, MATERIALS LIST NUMBER 705,ASSEMBLY DRAW ING NUMBER 854E0725G007, ONE (1) SET CO NSISTS OF (2) EACH. GENERAL ELECTRIC/DIELEKTROL/LENTRONICS: P/N#172C9091P001 | SEALSHROUD
SEAL,--: TYPE: SHROUD; SIZE: 19 MM WD X 170 MM LG X 7 MM TH; MATERIAL: STL; ADDITIONAL DATA: FOR GASTURBINE MODEL MS7001E/EA SPECIF- A1006,10P-057-259-G1/P26. GENERAL ELECTRIC/DIELEKTROL/LENTRONICS: P/N#172C9090P001 | SEALSHROUD
STOP/RATIO.VALVE
CONTROL GAS VALVE
VALVE-SERVO ELECTRO-HYDRA
3.UNION, REDUCING, SWAGELOK, 3/8 OD TUBE X 1/4 OD TUBE, PN SS-600-6-4; | 3.UNION, REDUCING, SWAGELOK, 3/8 OD TUBE X 1/4 OD TUBE, PN SS-600-6-4;
4. ELBOW, MALE, SWAGELOK, 1/4 OD TUBE X 1/4 P-NPT MALE PIPE PN; SS-400-2-4; QTY: 40 EA | 4. ELBOW, MALE, SWAGELOK, 1/4 OD TUBE X 1/4 P-NPT MALE PIPE PN; SS-400-2-4;
5. ELBOW, MALE, SWAGELOK, 3/8 OD TUBE X 1/4 P-NPT MALE PIPE PN; SS-600-2-4; | 5. ELBOW, MALE, SWAGELOK, 3/8 OD TUBE X 1/4 P-NPT MALE PIPE PN; SS-600-2-4;
6. ELBOW, MALE, SWAGELOK, 3/8 OD TUBE X 1/2 P-NPT MALE PIPE PN; SS-600-2-8; | 6. ELBOW, MALE, SWAGELOK, 3/8 OD TUBE X 1/2 P-NPT MALE PIPE PN; SS-600-2-8;
7. CONNECTOR, MALE, 1/4 OD X 1/4 NPT, DOUBLE FERRULE 316 SS, SWAGELOK,; #SS 810 - 1 - 4;
8. CONNECTOR, MALE, 3/8" OD X 1/4" NPT, DOUBLE FERRULE 316 SS, SWAGELOK, #SS 600 - 1 - 4.
9. CONNECTOR, MALE, 3/8 OD X 1/2 NPT, DOUBLE FERRULE 316 SS, SWAGELOK,; #SS 600 - 1 - 8;
10. CONNECTOR, MALE, SIZE :1/2" X 1/2" MNPT, SWAGELOK, P/N : SS-8I0-I-8 QTY: 25 EA | 10. CONNECTOR, MALE, SIZE :1/2" X 1/2" MNPT, SWAGELOK, P/N : SS-8I0-I-8
11. CONNECTOR, MALE, 1/4 OD X 1/2 NPT, DOUBLE FERRULE 316 SS, SWAGELOK,; #SS 810 - 1 - 8;
12. PLUG, SWAGELOK, 1/4 OD TUBE, PN SS-400-P | 12. PLUG, SWAGELOK, 1/4 OD TUBE, PN SS-400-P
13. PLUG, SWAGELOK, 3/8 OD TUBE, PN SS-600-P | 13. PLUG, SWAGELOK, 3/8 OD TUBE, PN SS-600-P
UNION, SWAGELOK, 1/4 OD TUBE, P/N SS-400-6; | 14. UNION, SWAGELOK, 1/4 OD TUBE, P/N SS-400-6
15. UNION, 3/8 OD TUBE, SWAGELOK, P/N SS-600-6 QTY: 40 EA | 15. UNION, 3/8 OD TUBE, SWAGELOK, P/N SS-600-6
16. TEE, UNION, SWAGELOK, 3/8 OD TUBE, PN SS-600-3; QTY: 25 EA | 16. TEE, UNION, SWAGELOK, 3/8 OD TUBE, PN SS-600-3;
316596-C01 ALLEN BRADLEY | 316596-C01 二手
GASKET
VALVE,SOLENOID,54190017/54191023,5/2 WAY SPOOL VALVE W/O MANUAL TESTER,RESPONSE TIME 30 MS(ENERGIZED)/75MS (DE-ENERGIZED),PILOT PRESS 3~10 BAR,FLUID=AIR OR NETURAL GAS,FILTERD LUBICATED,TEMP -10-+60 DEG C ,FOR DEMI PLANT,MANUF ASCO JOUCOMATIC JOINABLE SUBBASES G1/4 AND SET OF 2 END PLATES | 54191023 (54190017 is obsolete - we offered follow up ) : euro/pc delivery time :2 weeks
VALVE,SOLENOID,54190017/54191023,5/2 WAY SPOOL VALVE W/O MANUAL TESTER,RESPONSE TIME 30 MS(ENERGIZED)/75MS (DE-ENERGIZED),PILOT PRESS 3~10 BAR,FLUID=AIR OR NETURAL GAS,FILTERD LUBICATED,TEMP -10-+60 DEG C ,FOR DEMI PLANT,MANUF ASCO JOUCOMATIC JOINABLE SUB | 54191023 (54190017 is obsolete - we offered follow up ) : euro/pc delivery time :2 weeks
4 Pcs Needle Valve Part Number: SS-12NBF8 Max. Temp. with Pressure Rating: 450 deg.F @ 4130 PSIG / 232deg.C @ 284 BAR Material Type: Stainless Steel 316 Cleaning Process: Standard Cleaning and Packing (SC-10) Connection 1 Size: 1/2 in. Connection 1 Type: Female NPT Connection 2 Size: 1/2 in. Connection 2 Type: Female NPT Flow pattern: Straight (2-way) Handle color: Black Handle style: Aluminum Bar Lubricant: Nickel Never Seez Orifice: 0.437 in Packing: PTFE Room temperature pressure rating: 6000PSIG @ 100 deg.F/413BAR @ 37 deg.C Stem tip material: Cobalt based alloy Stem type: Ball Equipment: Isolation Valve for Water Treatment Plant Pressure gauges | 4 Pcs Needle Valve Part Number: SS-12NBF8
VALVE:SOLENOID;COIL RATING:130 VDC,PRESSURE RATING:135 PSI,ADDITIONAL SPECIFICATION:20CB,CONTINUOUS DUTY,FORM M,AIR MPN NO.: 8051770 MANUFACTURER: R G LAURENCE, PART NO: 3309VWA124DC, DWG NO: 3025-E, SERIAL NO: 29684. MPN NO.: 8051771 MANUFACTURER: GENERAL ELECTRIC, PART NO: 226A1501P002 | R G LAURENCE VALVE PART NO: 3309VWA124DC
LARGE-PRESSURE-RELIEF-DEVICE ,LPRD00-00042960 ,OPERATING PRESSURE : 10 PSI ALARM-SWITCH-TYPE-DPDT-10-AMP, 125/250VAC(2NO & 2NC) SWITCH ACTION LATCHING(Std)(MAN.RESET) CONNECTION-STYLES : ANSI(DETACHABLE) DEVICE-WIRING:6A02 CONNECTOR-NUT-STYLES : SPIN-3/4- | 10 PSI 6A02-4m 压力释放阀 LPRD00-00042960
LARGE-PRESSURE-RELIEF-DEVICE ,LPRD00-00042960 ,OPERATING PRESSURE : 10 PSI ALARM-SWITCH-TYPE-DPDT-10-AMP, 125/250VAC(2NO & 2NC) SWITCH ACTION LATCHING(Std)(MAN.RESET) CONNECTION-STYLES : ANSI(DETACHABLE) DEVICE-WIRING:6A02 CONNECTOR-NUT-STYLES : SPIN-3/4- | 10 PSI 6A02-4m 压力释放阀 LPRD00-00042960
Drive Shaft, Item No. 606 for Raw Water Pumps,, Model: 300RJC220-13.5*2, Q: 230m3/h, H: 20m, , Speed: 1460rpm, , Serial No. C081200269, , Make: ITT, Qty: 2 | Drive Shaft, Item No. 606 for Raw Water Pumps , 300RJC220-13.5*2 , C081200269 , 230 , 20 , 1460 , Xylem , China
, , Head Shaft, Item No. 608 for Raw Water Pumps,, Model: 300RJC220-13.5*2, Q: 230m3/h, H: 20m, , Speed: 1460rpm, , Serial No. C081200269, , Make: ITT , Qty: 1 | Head Shaft, Item No. 608 for Raw Water Pumps, , 300RJC220-13.5*2 , C081200269 , 230 , 20 , 1460 , Xylem , China
, , Pump Shaft-Turbine Pump, Item No. 660 for Raw Water Pumps, , Model: 300RJC220-13.5*2, Q: 230m3/h, H: 20m,, Speed: 1460rpm, , Serial No. C081200269, , Make: ITT , Qty: 1 | Pump Shaft-Turbine Pump, Item No. 660 for Raw Water Pumps , 300RJC220-13.5*2 , C081200269 , 230 , 20 , 1460 , Xylem , China
, , Line Shaft, Item No. 646 for Raw Water Pumps, , Model: 300RJC220-13.5*2, Q: 230m3/h, H: 20m, Speed: 1460rpm,, Serial No. C081200269, , Make: ITT , Qty: 2 | Line Shaft, Item No. 646 for Raw Water Pumps , 300RJC220-13.5*2 , C081200269 , 230 , 20 , 1460 , Xylem , China
, , Coupling-Threaded Line Shaft, , Item No. 649 for Raw Water Pumps, , Model: 300RJC220-13.5*2, Q: 230m3/h, H:, 20m, Speed: 1460rpm, , Serial No. C081200269, , Make: ITT , Qty: 9 | Coupling-Threaded Line Shaft, Item No. 649 for Raw Water Pumps, , 300RJC220-13.5*2 , C081200269 , 230 , 20 , 1460 , Xylem , China
, , Retainer-Open Line Shaft, Item No. 652 for Raw Water Pumps, , Model: 300RJC220-13.5*2, Q: 230m3/h, H: 20m,, Speed: 1460rpm, , Serial No. C081200269, , Make: ITT , Qty: 6 | Retainer-Open Line Shaft, Item No. 652 for Raw Water Pumps, , 300RJC220-13.5*2 , C081200269 , 230 , 20 , 1460 , Xylem , China
, , Bearing-Open Line Shaft, Item No. 653 for Raw Water Pumps, , Model: 300RJC220-13.5*2, Q: 230m3/h, H: 20m,, Speed: 1460rpm, , Serial No. C081200269, , Make: ITT , Qty: 4 | Bearing-Open Line Shaft, Item No. 653 for Raw Water Pumps, , 300RJC220-13.5*2 , C081200269 , 230 , 20 , 1460 , Xylem , China
, , Bearing-Discharge Bowl, Item No. 662 for Raw Water Pumps, , Model: 300RJC220-13.5*2, Q: 230m3/h, H: 20m,, Speed: 1460rpm, , Serial No. C081200269, , Make: ITT , Qty: 10 | Bearing-Discharge Bowl, Item No. 662 for Raw Water Pumps, , 300RJC220-13.5*2 , C081200269 , 230 , 20 , 1460 , Xylem , China
VALVE:SOLENOID;COIL RATING:48-250 VAC/VDC,PRESSURE RATING:500 PSI NATURAL GAS,ADDITIONAL SPECIFICATION:GAS FUEL VENT MPN NO: 8083690 MANUFACTURER:GENERAL ELECTRIC,PART NO:372A8024P001,MODEL NO:20VG-1,DWG NO:R6795B | VALVE SOLENOID
TEMPERATURE MONITOR, 3500 SERIES BENTLY NEVADA P/N. 3500 / 61 PARTS FOR 3500 VIBRATION MONITOR | 3500/61 PRICE = $ NEW W/1 YW
1) Power supply module auxiliary 800IO AC Model: ASP830000 Modicon Schneider | ASP830000 翻新 refurbished
STUD BOLT
CABLE
TUBE CONN
BOLT HX HD
B7A17B2 000.50D 000.06T
SELF LOCKNUT
TRANSMITTER
PROBE,PROXIMITY,#2150802121002 PROBE,PROXIMITY: TIP DIMENSIONS: 0.3 IN DIA X 0.2 IN LG; CASE LENGTH: 1.2 IN; CABLE LENGTH: 39 IN; RATING: 80 MIL AT A SCALE FACTOR OF 200 MV/MIL; ADDITIONAL DATA: TYPE: GAP AND VIBRATION GAP AND VIBRAT ION, SPEED DETECTOR | PROBE PROXIMITY VIBRATION 8MM (NEW W/ONE YEAR WARRANTY)
UNION JOINT TUBE FERRULE SIZE:1/2" 420 BAR MFG: SWEGLOK SS-810-6 | UNION JOINT TUBE FERRULE SIZE:1/2" 420 BAR MFG: SWEGLOK SS-810-6
SHOCK ABSORBER, MAKE: GORTER CONTROLS, P/N: 9302004115290
O-RING, Make:GORTER CONTROLS PN:84040438042327
SHOCK ABSORBER, MAKE: GORTER CONTROLS, P/N: 9302004115290
Coil
BACK PL & SP ASM 3.75 LB
SCREW CAP HEX HD
O-RING
O-RING
O RING (VITON)
O RING (VITON)
SCREW HX SOCKET HEAD CAP
LOCKWASHERHI-COLLAR
PALL Original Filter
PALL Original Filter
PALL Original Filter
TC ARRTURBINE WHEEL-1STG
TUBE WALL .095 304/304L
UNIT TYPE: MICROLOGIC TRIP UNIT S143A + S33101 APPLICATION: FEEDER PROTECTION CB ACCESSORY 5 A MICROLOGIC TRIP UNIT ALONG WITH SUITABLE PERFORMER PLUG RATING PLUG AND SENSOR PLUG MNFR: SCHNEIDER ELECTRIC P/N: S143A, SPR 12-04-023, REV 0 | Control unit
Cable
SERVO VALVE
POSITIONER
FENWAL HEAT DETECTOR 12-E27121-004-0T(190F)
Intelligent Positioner
RA060S024X1MNN Repair kits SRPM002
RA060S024X1MNN The diaphragm piece 2980106075
RA060S024X1MNN Inlet check valve 2210896216
RA060S024X1MNN Outlet check valve 2210897216
RA060S024X1MNN Check valve O-ring S4080068065
RB040S024X1MNN Repair kits SRPM011
RB040S024X1MNN The diaphragm piece 2980015075
RB040S024X1MNN Inlet check valve S2210896216
RB040S024X1MNN Outlet check valve S2210897216
RB040S024X1MNN Check valve O-ring S4080068065
RB070S067X1MNN（speed ratio 19：1） Repair kits SRPM003
RB070S067X1MNN（speed ratio 19：1） The diaphragm piece 2980013075
RB070S067X1MNN（speed ratio 19：1） Inlet check valve 2210154016
RB070S067X1MNN（speed ratio 19：1） Outlet check valve 2210156016
RB070S067X1MNN（speed ratio 19：1） Check valve O-ring S4089998151
RB090S067X1MNN（speed ratio 12：1） Repair kits SRPM003
RB090S067X1MNN（speed ratio 12：1） The diaphragm piece 2980013075
RB090S067X1MNN（speed ratio 12：1） Inlet check valve 2210154016
RB090S067X1MNN（speed ratio 12：1） Outlet check valve 2210156016
RB090S067X1MNN（speed ratio 12：1） Check valve O-ring S4089998151
RB120S067E1MNN（speed ratio 9.5：1） Repair kits SRPM003
RB120S067E1MNN（speed ratio 9.5：1） The diaphragm piece 2980013075
RB120S067E1MNN（speed ratio 9.5：1） Inlet check valve 2210154016
RB120S067E1MNN（speed ratio 9.5：1） Outlet check valve 2210156016
RB120S067E1MNN（speed ratio 9.5：1） Check valve O-ring S4089998151
GM0090PQ4MNN（speed ratio 20：1） Repair kits SRPM100
GM0090PQ4MNN（speed ratio 20：1） The diaphragm piece 3050976111N
GM0090PQ4MNN（speed ratio 20：1） Inlet check valve H60615
GM0090PQ4MNN（speed ratio 20：1） Outlet single-phase valve H60615
GM0090PQ4MNN（speed ratio 20：1） One-way valve seal ring S4380051072N
GM0090PQ4MNN（speed ratio 20：1） GM hydraulic end oil seal 35330
GM0090PQ4MNN（speed ratio 20：1） Repair kits SRPM100
GM0120PQ1MNN（speed ratio 20：1） Pump cranium S60033
GM0120PQ1MNN（speed ratio 20：1） The diaphragm piece 3050976111N
GM0120PQ1MNN（speed ratio 20：1） Inlet check valve H60615
GM0120PQ1MNN（speed ratio 20：1） Outlet single-phase valve H60615
GM0120PQ1MNN（speed ratio 20：1） One-way valve seal ring S4380051072N
GM0120PQ1MNN（speed ratio 20：1） GM hydraulic end oil seal 35330
GM0120PQ1MNN（speed ratio 20：1） Repair kits SRPM100
GM0240PQ1MNN（speed ratio 10：1） Pump cranium S60033
GM0240PQ1MNN（speed ratio 10：1） The diaphragm piece 3050976111N
GM0240PQ1MNN（speed ratio 10：1） Inlet check valve H60615
GM0240PQ1MNN（speed ratio 10：1） Outlet single-phase valve H60615
GM0240PQ1MNN（speed ratio 10：1） One-way valve seal ring S4380051072N
GM0240PQ1MNN（speed ratio 10：1） GM hydraulic end oil seal 35330
GM0240PQ1MNN（speed ratio 10：1） Repair kits SRPM102
GM0240SP1MNN Pump head cover H60977
GM0240SP1MNN Diaphragm assembly 3050976121N
GM0240SP1MNN Inlet check valve H60618
GM0240SP1MNN Outlet single-phase valve H60618
GM0240SP1MNN One-way valve seal ring S4380051072N
GM0240SP1MNN GM hydraulic end oil seal 35330
GM0240SP1MNN Repair kits SRPM103
GM0500PQ1MNN（speed ratio 8：1） Pump cranium H60748
GM0500PQ1MNN（speed ratio 8：1） Diaphragm assembly 3050976091N
GM0500PQ1MNN（speed ratio 8：1） Inlet check valve H60615
GM0500PQ1MNN（speed ratio 8：1） Outlet single-phase valve H60615
GM0500PQ1MNN（speed ratio 8：1） One-way valve seal ring S4380051072N
GM0500PQ1MNN（speed ratio 8：1） GM hydraulic end oil seal 35330
GM0500PQ1MNN（speed ratio 8：1） Repair kits SRPM045
GB0350PP1MNN（speed ratio 10：1） Pump cranium S60033
GB0350PP1MNN（speed ratio 10：1） Diaphragm assembly H60923
GB0350PP1MNN（speed ratio 10：1） Inlet check valve H60921
GB0350PP1MNN（speed ratio 10：1） Outlet single-phase valve H60921
GB0350PP1MNN（speed ratio 10：1） One-way valve seal ring S4380051072N
GB0350PP1MNN（speed ratio 10：1） GB hydraulic end oil seal 60048
GB0350PP1MNN（speed ratio 10：1） Repair kits SRPM051
GB1000PP1MNN（speed ratio 10：1） Pump cranium S60171
GB1000PP1MNN（speed ratio 10：1） Diaphragm assembly H60932
GB1000PP1MNN（speed ratio 10：1） Inlet check valve H60944
GB1000PP1MNN（speed ratio 10：1） Outlet single-phase valve H60926
GB1000PP1MNN（speed ratio 10：1） One-way valve seal ring S4080068135
GB1000PP1MNN（speed ratio 10：1） GB hydraulic end oil seal 60048
GB1000PP1MNN（speed ratio 10：1） Repair kits SRPM080
MBH101-8MPFMEM4SEST11NN22 Pump cranium S20319
MBH101-8MPFMEM4SEST11NN22 The diaphragm 20325
MBH101-8MPFMEM4SEST11NN22 Inlet check valve
MBH101-8MPFMEM4SEST11NN22 Outlet single-phase valve
MBH101-8MPFMEM4SEST11NN22 Cross head oil seal S4080031020
MBH101-8MPFMEM4SEST11NN22 Oil seal for worm shaft S4080031050
1. VIBRATION TRANSMITTER, 177230-01-01-05 SERIES INDUSTRIAL TRANSMITTER WITH DYNAMIC SIGNAL SENSOR, MODEL 177230-01-01-05 BENTLY NEVADA, EX ia IIC T4 IP65, INCLUDING STUD AND ADAPTOR (128038-01), | 177230-01-01-05 Transmitter
1. VIBRATION TRANSMITTER, 177230-01-01-05 SERIES INDUSTRIAL TRANSMITTER WITH DYNAMIC SIGNAL SENSOR, MODEL 177230-01-01-05 BENTLY NEVADA, EX ia IIC T4 IP65, INCLUDING STUD AND ADAPTOR (128038-01), | 128038-01 Adapter
Transmitter Level
VLV SERVO
VLV SOLEN
MAGNETIC PICKUP
MAGNETIC PICKUP
PRESSURE SWITCH
VALVE, SPECIAL PURPOSE: FUNCTION: THROTTLE; PROCESS FLUID: OIL; SIZE: 3 MM; CONFIGURATION: 1-WAY; CONNECTION: MPT; STYLE: THD BONNET; OPERATED: KEY; BODY MATERIAL: STL; TRIM: STL TRIM; SOFTGOODS: O-RINGS; STANDARD/SPECIFICATION: ASTM; ADDITIONAL DATA: ITEM ADDITIONAL DESCRIPTION: KKS NO: MBV31AA281, MBV31AA282.,FOR LUBE OIL PACKAGE LUBE OIL VALVES. PHYSICAL DIMENSION:(14.5 MM X 20 MM X 25 MM) DIA X 97 MM LG. SIEMENS (LM/FM): P/N#50294671 | Check valve type RKVE-04-Z4 - spherical poppet type - screw-in design G 1/8" - opening pressure 0,5 bar - damped - incl. 1x o-ring 6,2 x 1,0 NBR your part no.: 901106810 Country of origin: DE Customs tariff no.: 8481.3090
TCAT ASSEMBLY / CORE ANALOG
PTX5852-TA-A1-CA-H3 Druck Pressure Transducers PTX5852-TA-A1-CA-H3-PE-34.5BARG-3 Feet of Cable
AXIAL VIBRATION PROBE
CABLE
PROBE
GAUGE DP WITH SWITCH, RANGE 0-1.6BAR PART NO. : 120AA-00-0CA MANUFACTURER : MID WEST INSTRUMENT | Gauge MID-WEST 120-AA-00-OC-A RANGE: 0-1.6BAR *"C" OPTION: One (1) switch in STD. enclosure with ¼" FNPT electrical connection NEMA 4X
ELEMENT AND SEAL KIT FGA-4-D
3/8 IN-LINE-VITON-40M FGA-5-B
HONEYWELL STD870-F1AS4AS-1-C-FHD-11S-B-01A7-F1-0000, TRANSMITTER DIFF PRESSURE, RANGE -100 TO 3000 PSI, O/P RANGE 4-20M A dc W/HART, STATIC PRESS: 4500PSIG, PROCESS SIZE/CONN: 1/4"NPTF FEMALE THREAD STD, HEAD MATERIAL 316SS, ATEX | 变送器单价RMB元，交货2个月
Pos. 1 : Extension cable : 330854-080-24-00 / Q’ty : 1pc | 330854-080-24-00 BENTLY NEVADA 1 ~ 2 Weeks ARO 3300 XL 25MM EXTENSION CABLE, HIGH TEMPERATURE FLUIDLOC CABLE, 8 METERS (NEW W/ONE YEAR WARRANTY)
GASKET. SPIRAL WOUND
SERVO VALVE
SERVO VALVE
TCTYPE KEXTD
SERVO VALVE
LEAD;TYPE:IGNITION,FLEXIBLE MPN NO.: 8067147 MANUFACTURER: UNISON, PART NO: 9059155-204. MPN NO.: 8067148 MANUFACTURER: GENERAL ELECTRIC, PART NO: 354A1513P103. MPN NO.: 8067149 MANUFACTURER: MASOOD JOHN BROWN, PART NO: 354A1513P032. | Igniter Lead Assembly (ref GE#: 354A1513P103)
LIMIT SWITCH
1. DRAIN TRAP; TYPE : PD 44; BAR G; TB 66 C; V 1.45 L. QTY = 2 EA P/N. 8102-2601-33 MERK : ATLAS COPCO | 8102260133 含税13%增值税最终优惠价 （RMB） 现货，产地中国
配电器VJA1-026-AAA0 Yokogawa
配电器VJA1-026-A6A0 Yokogawa
GATE WAY CANBUS –CANBUS ALTRATE; MODE L: HD67221-V36; 24VDC; OEM ID NO. : 029.373 621; MAKE: GENERAL ELECTRICAL (GE); FOR SFE/SEE SYSTEM MODEL NO. : D3.1 | Gateway Isolated - CAN bus to CAN bus - (with data filter)
COMPRESSOR,REFRIG,6 TON,R-410A ONLY,#ZPD COMPRESSOR,REFRIGERATION: CAPACITY: 6 TON; REFRIGERANT: R-410A ONLY; PRIME MOVER RATING: 3PH, 60 HZ ,460 V; STANDARD/SPECIFICATION: CE; ADDITIONAL DATA: COMPRESSOR REFRIGERATION COMPRESSION M ETHOD : SCROLL CAPACITY : 6 TON REFRI GERANT : R-410A ONLY PRIME MOVER RATIN G : 3PH 60 HZ, OIL 1.89 3MA-POE, 460, L RA I- BLOCK 75, I - OPER MAX 15, ?(M H )= 14.1, N((MIN )=3500, BOX IP21, MAX OPERATING PRESSURE H L BARS 43.0 28.0. STANDARD SPECIFICATION : CE ,MUST BE SU ITABLE FOR BARD W6RV1-T09 AS WELL APPRO VED. SUPPLIER OPTIONS COPELAND SCROLL. COPELAND CORPORATION: Model#ZPD72KCE-TFD-130 | COMPRESSOR Model#ZPD72KCE-TFD-130 6HP ,380-420V/3ph/50hz ,R410a
SENSOR VELOCIDAD BENTLY NEVADA 33052501 | Velomitor* Piezo-velocity Sensor
Spare Part for Turbine Model : RLHB24 HP2 Serial No : 12H8856-06 Mfg : DRESSER RAND | NON-OEM LABYRINTH STEAM SEAL
Spare Part for Turbine Model : RLHB24 HP2 Serial No : 12H8856-06 Mfg : DRESSER RAND | NON-OEM COMPRESSION SPRING
Spare Part for Turbine Model : RLHB24 HP2 Serial No : 12H8856-06 Mfg : DRESSER RAND | NON-OEM CARBON RING
Spare Part for Turbine Model : RLHB24 HP2 Serial No : 12H8856-06 Mfg : DRESSER RAND | NON-OEM CARBON RING PARTITIONED
Spare Part for Turbine Model : RLHB24 HP2 Serial No : 12H8856-06 Mfg : DRESSER RAND | NON-OEM OIL RING
Spare Part for Turbine Model : RLHB24 HP2 Serial No : 12H8856-06 Mfg : DRESSER RAND | NON-OEM GARTER SPRING
3300 XL PROXIMITOR (NEW W/ONE YEAR WARRANTY) 330180-90-00
SEAL STA OIL -3 7EA+
WATER SEAL RING
O-SEAL RING
BRACKET
TOP WASHER FOR ROUND NUT 30
HEXAGON NUT
SEAL MECHANISM ASSY FOR PUMP
SHAFT
INDICATOR LAMP 220V
FUSE 6A
ARRESTER
ARRESTER
HANDLE BRUSH RELEASE
3300 XL Probe
3300 XL Probe
3300 XL Probe
CONTROL,FLOW CONTROL VALVE, CONTROL,BULK NOUN:PARENT EQUIPMENT/FUNCTION: FLOW CONTROL VALVE, WATER FLOW CONTROL; RATING:2.8 LITER PER MINTUE FLOW; STANDARD/SPECIFICATION:BIS IS 13114; SN NS 1721:1978; SN NS; ADDITIONAL DATA: SYSTEM PARENT EQUIPMENT INFOR | 1762894-82 FLOW VALVE 2.8 L/M DELIVERY: 4-6 WEEKS ARO EX WORKS HOUMA, LA SUBJECT UNSOLD PARTS QUOTED ARE NEW AFTERMARKET.
HOPPECKE battery charger G48/100A OUT U 48v OUT I 100A
ABB Programmable Logic Controller (PLC) Item# 1SBP260188R1001 CP450-T:COLOR T | No original packing ABB 1SBP260188R1001
LINEAR VARIABLE DIFFERENTIAL TRANSFORMER (LVDT) MAKE SCHAEVITZ SENSORS Q 3560978-000 GE PART NO 361A5813PT3 GE PART NO 311A5178PT11 S/N J235NN | LVDT P/N: 311A5178P011 Delivery Time : 4-6 working weeks from receiving of payment. Delivery quoted is depending upon present stock/in-process conditions. At time of your order, it may change but no more than 6 weeks. Delivery terms : Ex Works USA. We
AMPLIFIER:INSTRUMENTATION, AMPLIFIER,INSTRUMENTATION: ADDITIONAL DATA: DIFFERENTIAL CHARGE AMPLIFIER PART NO. : 389A6593P001 PCM : 682M57 VOLTAGE : 11.8 MV MANUFACTURE :PCB USED FOR PP 12 UNIT : GE7FA05 GENERAL ELECTRIC (GE) (LM/FM): P/N#389A6593P001 | COMB DYN INSTR CCSA
BENTLY NEVADA 10798-03
0185N003J1N0000N0540N1 Thermocouple DIN EN 60584 (IEC 584) Class 1 without Thermowell | 0185N003J1N0000N0540N1
0185N003J1N0000N0590N1 Thermocouple DIN EN 60584 (IEC 584) Class 1 without Thermowell | 0185N003J1N0000N0590N1
644HWNCQ4 Temperature Transmitter | 644HWNCQ4
644HWN1J5Q4 Temperature Transmitter | 644HWN1J5Q4
Siemens Flender Gearbox with Coupling
POWER FACTOR CONTROL CART
EXCITATION LMTER CARD
AUTO POWER CARD
CONTROL CARD
FIXED FRONT PANEL TYPE B ASSY
VOLTAGE MONTOR CARD
EXITATION MONTOR CARD
ELECTRONIC HAND PCB ASSY
SIGHT FLOW ASSY
[ METSO ] POSITIONER MODEL : ND9103HNT Qty : 3 pcs | Smart Positioner ND9103HNT Signal Range: 4 … 20 mA
Bently Nevada Proximity probe Model :31000-30-05-30-018-03-02
RELAY
BUS DIFFFERENTIAL PROTECTION RELAY B30-N03-AKH-F8N-H6H-L8N-N67-SXX-UXX-WXX | We can do $ ea, 4-5 week delivery, factory new USA. Prepaid, no returns, no cancellations. Freight additional.
2982819 Ceag GHG_ETO Sockel EX23 SO GHG238 8785V0 2 ETAGEN 10A GHG2380002R0166
MOTOR .5HP,1735RPM,3PH,60HZ,56C,3514M,XPFC,F1 Art.- Nr. IDXM7006
Modellcode: 3750CA6A51DJAAAAA0 MT375X Metal Tube Variable Area Flow Meter ConfModelCode 3750CA6A51DJAAAAA0
1. Fisher control pressure regulator (LNG gas) Typq: 627 Sn: 50139334 Size: 1” Range: 5-20psi Orifice ½”, trim AL/NIT Qty: 2ea | 调压阀627,NPS1,螺纹连接，5- 20PSI Range
BENTLY NEVADA 330105-02-12-10-02-05 GE vibration probe 3300 XL 8mm REVERSE MOUNT PROBE 330105-02-12 10-1.0m TOTAL LENGTH 02-MINIATURE CLICKLOC COXIAL CONNERCTOR 05-MULTIPLE APPROVALS | 3300 XL 8 mm Probe
Pressure Switch DELTA CONTROLS RVM22SDC04F30
NEODYN Pressure Switch ITT – NEODYN00092700 Model: 122P8-5C6N990 Adjustable Set Point Range: 50 – 250 psi increasing 30 – 230 psi decreasing SPDT Contact c/w Herm Sealed, 1/2NPT-F Wetted Diaphragm: Inconel, Heliarc welded Cable Connection: 1/2NPT | ITT Neo-Dyn Pressure Switch Model: 122P8-5C6N990
Fisher Gasket - Graphite/S31600 (316 SST) Foil 3 Insert
Fisher Gasket, Spiral Wound ; 124 x 114 x 4.5 2 S31603 (316L SST) Graphite
Gasket Set, Keilpac-Ring 2.12.085 - O-Ring 2-336 EPDM
Fisher Plug 1100.01 100 x 80 KV90% D12 H32 ;Type 316 SST Annealed
SIGHT FLOW
Atlas Copco Atomizing Air Compressor
FANUC AC SERVO MOTOR A06B-0246-B400
1. Part name: MECHANICAL SEAL - 3 sets Diameter, Bore : SEAL SIZE: 3.25 / 3 IN Manufacturer : FLOWSERVE Material, Seal, Secondary : PERFLUOROELASTOMER Model Number : QBB / QBW Material Code : 5A9X / 5A9X Material, Face, Rotory : CARBON Material, Face, | 1. Part name: MECHANICAL SEAL - 3 sets Diameter, Bore : SEAL SIZE: 3.25 / 3 IN Manufacturer : FLOWSERVE Material, Seal, Secondary : PERFLUOROELASTOMER Model Number : QBB / QBW Material Code : 5A9X / 5A9X Material, Face, Rotory : CARBON Material, Face, Sta
Transmitter 3051TG4A2B21KB4E8D4M5P1Q4Q8QTQ15
Transmitter 3051CD3A22A1KS2M5E8D4T1P1Q4Q8QT_2X1199DDF60AFF W72DAA9GE
Transmitter 3051CD3A22A1KM5E8D4D5P1Q4Q8QTQ15
Transmitter 3051CD4A02A1JC1M5K6P1S5Q4Q8
RELAY:MOTOR MANAGER;TYPE:CONTROL,CONTACT RATING:1/5 A INPUT PHASE,MOUNTING TYPE:PANEL,ADDITIONAL SPECIFICATION:NUMBER OF INPUT/OUTPUTS:6 DIGITAL INPUT,8 DIGITAL OUTPUT,ADDITIONAL FEATURES:40 CHAR LCD DISPLAY,60-265 VAC/50-300 VDC CONTROL MPN NO.: 8041980 MANUFACTURER: GENERAL ELECTRIC, PART NO: SR369-HI-R-M-0-0-0-E, MODEL NO: SR369. | RELAY SR369-HI-R-M-0-0-0-E
CONTROL VALVE SIZE:6”,CL:300,MAT:316SS ACTUATOR TYPE:B1JAU12E,SIZE:12 MODEL BODY:L1DMA05AACA,BODY TYPE:NELDISC L1D ECCE CONTROL VALVE COMPLETE | Item 2 Butterfly Valve LW8DBA150AACAT- L -B1JAU12/55 Valve: LW8DBA150AACAT Actuator: B1JAU12/55 TOPWORK DETAILS Valve Duty: Control Mounting Position: D-HL Total Weight: 78 kg VALVE DETAILS Valve Type: Butterfly Valve Valve Size: DN150 Face-to-Face Lenght
TRANSMITTER P/N 44666-205
20PSI Pressure Relief Device P/N 213-006-01
Oil Temperature Indicator AKM34/4/01/19/08 TD66 PT100 IP55 (6+/-1C) P/N AKM345-00375704
TRANSMITTER YOKOGAWA EJX530A-ECS4N-O17EN/KU22/D1/ M15/T07 | EJX530A-ECS4N-O17EN/KU22/D1/ M15/T07 10-12周 原产地日本
Pressure Relief Device Part Number: 208-003-01
Spare Part Set R1/R2 150/06 Graphite+PTFE ID Code: 250866 Related product:Q-R21DA06DJJK/01 Size 06 inches Class 300 | Item 1 Spare Part Set Metso ID: 250866 Spare Part Set R1/R21 / 150/06 Qty: 1 EUR: net Terms&Conditions: EUR net, EXW CH-Füllinsdorf, excl. VAT and other charges, to be prepaid before delivery Leadtime: 2 weeks
244LD-SX3R2RNMH 1C6-M1N | Item 1 Complete Sensor for selected code 244LD-SX3R2RNMH1C6-M1N 244LD FUNCTION: of liquids. The measurement is based on the Archimedes Buoyancy Principle. S WAFER BODY MATERIAL (Process Wetted): 1.4404 equivalent to 316L / 1.4435, application from -60
CABLE, HIGH VOLTAGE OF HEA IGNITION UNIT, MODEL XDL-6M
FLAME DETECTION PROBE. OPTIC LENS
HEA IGNITION UNIT (IGNITION EXCITER UNIT), MODEL XDH-20
FLAME SCANNER, MODEL XHT-5A, OUTPUT 4-20MADC, POWER SUPPLY AC110-230V 50HZ, DETECTOR LENGTH 1800MM.
Thrust Transmitter, 2-Wire Model: 284318-01 Part No.: 991-01-XX-01-05, Make: BENTLY NEVADA, | 991-01-XX-01-05, MOD Nr :284318-01 991 Thrust Transmitter
EMC FILTER
Mechanical Seal 25-H75N/35-00
Mechanical Seal 25-H75N/45-00
Mechanical Seal H75VP7/60-G9
Mechanical Seal 25-H75N/50-00
Mechanical Seal M3N-35/L-Q2Q2VFF
Mechanical Seal M3N-60/L-Q2Q2VGG
Mechanical Seal M3N-35/L-Q2Q2VGG
ACTUATOR TYPE: B1JU8/25 MODEL; XA02DWTAJ2SJSABF "P/F ""METSO"" ON/OFF VALVE" MAT: PART ONE IN THE PART LIST (EXP. VIEW) REF;METSO AUTOMATION "BALL-MA02, XA02"POS;3 595755300 | Spare Part 2 net 881600 / BALL ¦ MA02, XA02, M1 050 ITEM DETAILS Component Type Code: XA02DWTAJ2SJSABF Item Id: 881600 Item Description: BALL MA02, XA02, M1 050 AISI 316+HCr Topwork quantity: 1 Item contains: 1 (pcs) Total Weight: 1.04 kg Item Part Numbe
ACTUATOR TYPE: B1JU8/25 MODEL; XA02DWTAJ2SJSABF "P/F ""METSO"" ON/OFF VALVE" MAT: PART ONE IN THE PART LIST (EXP. VIEW) REF;METSO AUTOMATION BALL SEAT (SS+COB) H013614 POS; 7 595755300 H013614 | Spare Part 2 H013614 / BALL SEAT ¦ XA02 S ITEM DETAILS Item Id: H013614 Item Description: BALL SEAT XA02 S AISI 316+ALLOY 6 Topwork quantity: 1 Item contains: 1 (pcs) Total Weight: 2.1 kg
ACTUATOR TYPE: B1JU8/25 MODEL; XA02DWTAJ2SJSABF "P/F ""METSO"" ON/OFF VALVE" MAT: PART ONE IN THE PART LIST (EXP. VIEW) REF;METSO AUTOMATION "SPLINE DRIVER 2""-8"" DN50-"200 POS;4 595755300 | Spare Part 1 1182780 / SPLINE DRIVER ¦ M1 050 ITEM DETAILS Component Type Code: XA02DWTAJ2SJSABF Item Id: 1182780 Item Description: SPLINE DRIVER M1 050 A351 gr. CF8M/1.4581 Topwork quantity: 1 Item contains: 1 (pcs) Total Weight: 0.1 kg Item Part Number
ACTUATOR TYPE: B1JU8/25 MODEL; XA02DWTAJ2SJSABF "P/F ""METSO"" ON/OFF VALVE" MAT: PART ONE IN THE PART LIST (EXP. VIEW) REF;METSO AUTOMATION SHAFT (SS XM19)POS; 5 595755300 | Spare Part Set 2 1163340 / SHAFT ¦ M1MA050 ITEM DETAILS Component Type Code: XA02DWTAJ2SJSABF Item Id: 1163340 Item Description: SHAFT M1MA050 ASTM A479 gr. XM-19 Topwork quantity: 1 Item contains: 1 (pcs) Total Weight: 0.7 kg Item Part Number: 005
330130-080-02-00
330704-00-52-10-11-00
330701-00-20-10-11-00
74712-06-05-03-00
Burgmann Mechanical Seal - MG1S5/25-G24 Burgmann MG1S5/25-G24 | 机械密封 MG1S5/25-G24
PINBORESSCOPE
COVERED NUT 1.5-8
SEALSTAOIL--1 AFT 7EA+
fusible plug 0101/0010/0030/30
seal ring 0101/0010/0030/40
Filter element 0301/0310/
Filter element 0301/0500/
spring washer /0101/0010/0050
spring washer /0101/0010/0110
circlip /0101/0060
spring washer /0101/0140
spring washer /0101/0152
lock washer /0101/0210
slotted nut /0101/0220
spring washer /0101/0260
lock washer /0101/0280
slotted nut /0101/0290
support plate /0101/0305
insulating disc /0101/0500
shaft seal ring /0201/0030
bellows /0201/0060
o-ring /0201/0080
seal ring /0201/0090
circlip /0201/0110
seal ring /0201/71.2
seal ring /0201/72.1
seal ring /0301/0136
seal ring /0301/0155
seal ring /0301/0185
seal ring /0301/0205
seal ring /0301/0215
seal ring /0301/0235
o-ring /0301/0500/
sealing nut /0301/0610
sealing nut /0301/0630
seal ring /0301/0650
seal ring /0301/0670
o-ring /0301/0690
o-ring /0301/0720
seal ring /0401/0050
seal ring /0401/0090
spr.type str.pin /0501/0090
seal ring /1201/0100
seal ring /1201/0130
seal ring /1201/0150
seal ring /1201/0180
seal ring /1201/0220
flat seal ring /1201/0240
flat seal ring /1201/0280
circlip /1201/0300/0020
cyl.compr.spring /1201/0300/0040
seal ring /1201/0300/0070
flat seal ring /1201/0310
flat seal ring /1201/0340
V-ring /3000/0010
seal ring /4000/0190
seal ring /4000/0210
flat seal ring /7360/0020
flat seal ring 2000/0020
flat seal ring 2005/0020
seal ring 5900/0100
bloc-type rubber element 7010/0100
seal ring 7180/0050
seal ring 7330/0040
seal ring 7350/0040
flat seal ring 7361/
flat seal ring 7370/0050
seal ring 7370/0095
seal ring 7370/0110
seal ring 7411/2080
guard cover 7800/0090
roll pin 7800/0110
flat seal ring 5600///0020
flat seal ring 5600///0020
gasket 5600///0020
o-ring 5600///0020
flat seal ring 5600///0030
seal ring 5600///0050
screw plug 5600///0060
screw plug 5600///0060
seal ring 5600///0070
6ES7315-2AF030-0AB0
KIT SENSOR,E2 20 3p,1SDA069660R1,ABB | ABB 1SDA069660R1
EXPANSION JOINT
GASKET SPIRAL WOUND
FLAME DETECTION PROBE. , "XUZHOU", MODEL XHT-5
3300 XL 8 mm Probe BENTLY NEVADA 330101-00-12-10-01-05
3300 XL Probe Bently Nevada 330171-00-12-50-01-05
3300 XL Proximtor Bently Nevada 330180-51-05
FLAME DETECTION PROBE. , "XUZHOU", MODEL XHT-5
Transmitter 2051TG2A2B21AB4D4Q4Q8 Cal.0-2.5 bar
Transmitter 2051TG1A2B21AB4D4Q4Q8 Cal.0-1.6 bar
Transmitter 2051CD3A02A1AH2B1D4DFQ4Q8 Cal.0-1.5 bar
Transmitter 2051CD3A02A1AH2B1D4DFQ4Q8 Cal.0-0.4 bar
ROSEMOUNT Pressure Transmitter 3051TG2A2B21AS5E8Q4Q8D4M5HR5 with manifold R306ET22BA11 (Calibration: 0 - 1000 kPa)
Electric actuator
GASKET SPIRAL WOUND
Accelerometer BentlyNevada 330400-01-05 Accelerometer 330400-01-CN | 330400-01-05 Bently Navada Available ACCELEROMETER TRANSDUCER (NEW W/ONE YEAR WARRANTY)
VALVE
BUSHING
1/2 BALL VALVE
VALVE
BUSHING
1/2 BALL VALVE
PLUG,BORESCOPE,(7 MM X 8 MM X 13 MM X 24 PLUG,BULK NOUN: PARENT EQUIPMENT/FUNCTION: BORESCOPE; SIZE: (7 MM X 8 MM X 13 MM X 24 MM) DIA X 240 MM LG; MATERIAL: SSTL; STANDARD/SPECIFICATION: ASTM A105; ADDITIONAL DATA: 027, FOR NOZZLE ARRANGEMENT OF TURBINE STAGE 1 ALSTOM (LM/FM): P/N#192B2915P001 | PLUG BORES
OILER,UTILITY: DISPENSING METHOD:POURING;SPOUT:ROUND; MATERIAL:GLASS/STL; STANDARD/SPECIFICATION:ASTM D7596 / MIL-L-17947; Constant Level Oiler Steel Body , Glass bottle ACL 7597, ADAMS | Constant Level Oiler ACL 7597
VALVE,DIAPHRAGM: ADDITIONAL DATA: SYSTEM PARENT EQUIPMENT INFORMATION: TO BE USED IN SHUQAIQ STEAM POWERPLANT. EMERSON ELECTRIC CO. (FM): P/N#67CFR-239 | Regulator 67CFR-239
ND9000 SERIES INTELLIGENT VALVE CONTROLLER ND9103HX
2ea, Bentley Nevada Prefabricated Cable 130539-72 | 130539-72 BENTLY Available 3-conductor shielded 18AWG(1.0mm2)cable with 3-socket plug and fluoro silicone elastomer boot at one end Minimum lengthof2.0ft(0.6m),maximum length of 99ft(30m)
330854-080-24-00 3300 XL 25MM EXTENSION CABLE, HIGH TEMPERATURE FLUIDLOC CABLE, 8 METERS
3300 XL 5MM & 8MM EXTENSION CABLE (NEW W/ONE YEAR WARRANTY) Bently Nevada Part No. : 330130-080-00-05
KIT,ACTUATOR,REPAIR,SEALING AND O-RING 10 pcs KIT,BULK NOUN: PARENT EQUIPMENT/FUNCTION: ACTUATOR,REPAIR; COMPONENTS: SEALING AND O-RING; STANDARD/SPECIFICATION: CE, UL LISTED; ADDITIONAL DATA: CONSISTS OF PISTON SEAL 1PC,PISTON BOLT SEAL 1 PC, PISTON ROD SEAL 1 PC, CYL ORING 1 PC FOR MORIN ACTUATOR, COMPRESSO R BLEED VALVE, BLOCK C,D,F MURINE COMPANY INC: P/N#B-MKO36-2-X-TBO MURINE COMPANY INC: 099-00910 | MOR BMK0362X REP KIT/ Repair Kit GE DWG Number(s) 362A2968P004 101T6358P921 100T5461P011 FORMER ACC P/N LA23800 CURRENT ACC P/N 099-00910.
ALY STL 12PT SCREW
Positioner SMI983-I7EAAN / EBZG-JN SMI983 FUNCTION: For the conversion of linear or rotary movements of final control elements into a standard electric signal. I OUTPUT: Signal range 4 - 20 mA 7 CABLE ENTRY: M20 x 1.5 with one plastic cable gland EAA EXPLOSION PROTECTION: II 2 G EEx ia IIC T6 according to ATEX N ATTACHMENT KIT: Order as auxiliary EBZG-JN ATTACHMENT KIT: Attachment kit for rotary actuators, with flange | Positioner
MOTOR,ELEC,AC,18.5 KW,266 D/460 Y,3 P,#C MOTOR,ELECTRIC, AC: POWER: 18.5 KW; VOLTAGE: 266 D/460 Y; PHASE: 3; FREQUENCY: 60; AMPERAGE: 50/29 A DELTA/WYE; SPEED: 3520; ENCLOSURE: IP55; SHAFT SIZE: 48 MM DIA X 120 MM LG; MOUNT: FLANGE; LENGTH: 720 MM; INSULATION: F; TEMPERATURE RATING: 55 DEG C; STANDARD/SPECIFICATION: EN60034; ADDITIONAL DATA: KKS# 00GDNR562AP001, POWER FACTOR-0.5. CEMP MILANO ITALY: C180M2 KKS# 00GDNR562AP001 | CEMP Motor Code : 8880227205 Execution TEFC CEMP IE2: Type: F 180M2 KW18.5 - V265D/460S- HZ60 - 2POLIS - Form V1 rain shelter - IP55 protection - -Temperature - 20°C + 55°C - V220/240 terminals anti-condensation resistor in separate terminal box - Auxiliary terminal box for heaters - Highly corrosive painting for industrial environments Epoxy color Ral 7037
INVERTER UNIT ACS800-104-0460-5+E205+Q950
Burgmann Mechanical Seal - MG920/33-G50, BVPFF
STRIP HEATER, 150W, 240V
STRIP HEATER, 250 WATTS @ 240 VOLT, 11-3/4" OAL
GE RESISTOR IC9033 F5B6 0.21 OHM
GE RESISTOR IC9033 F4A2 0.13 OHM
GE RESISTOR IC9033 F4U1 0.10 OHM
GE RESISTOR IC9033B4E9 5.4 OHM
GE RESISTOR IC 9033B4F3 11 OHM
GE RESISTOR IC 9033 F4U2 0.13 OHM
GE DS303A1A01EXA003XH
GE DS303A2A01FXA003XH
GE DS303A4A01HXA003XT
GE DS303A5A01JXA003XN
GE DS303A5A01JXA003XG
GE IC2800-Y110D4
GE IC2800-Y110F10
GE IC2820-A100BB23CJ
GE IC2820-A100BB23J
GE IC2820-D300H35
Transmitter 2051CD2A22A1BS2B4E1M4C1P1Q4Q8A0279 1199DVD63AFFWG7DA00 1199DVD63AFFWG7DA00 range: 0~3750 mmH2O
PLUG BORES
INVERTER BOARD 600 VOLT 450 AMP Manufacturer: YASKAWA P/N: ETC615460
Servo valve
Servo valve
BRADY- BBP37 BBP37 Multicolor &amp; Cut Sign &amp; Label Printer Includes: BBP37 Printer, Power Cord, USB Cable, Cleaning Kit, Cutter Cleaning Tool, Quick Start Guide, Brady Workstation Safety &amp; Facility Identification Suite 220-230V / 50Hz Model No:BBP37 | BBP37 PRINTER,QWERTY-NA
MP-0130 PUMP, MANUAL, KIT, 20,000 PSI
HT-0716 TENSIONER, 2.0", 6FA AND 7E
ASSEMBLY,PUMP SUCTION,CHECK VALVE ASSEMBLY,BULK NOUN: PARENT EQUIPMENT/FUNCTION: PUMP SUCTION; DESIGNATION/COMPONENTS: CHECK VALVE; STANDARD/SPECIFICATION: ANSI; ADDITIONAL DATA: ITEM ADDITIONAL DESCRIPTION: CHECK VAL VE ASSEMBLY, SUCTION; SYSTEM PARENT EQ UIPMENT INFORMATION: FOR AMMONIA FEED PUMP, MODEL RM-11, SERIAL# 2058049 001, MFR: DOSAPRO MILTON ROY, KKS: LFN11 12A P001 - STAGE II DOSAPRO MILTON ROY: P/N#221-0154-016 DOSAPRO MILTON ROY: DWG#102-2146-0002 - RM-11 POS.600 | CART, SUCT-VALVE ASSY 316SS ,RB
DIAPHRAGM,PUMP,5-1/4 IN (133.35 MM) DIA DIAPHRAGM,BULK NOUN: PARENT EQUIPMENT/FUNCTION: PUMP; SIZE: 5-1/4 IN (133.35 MM) DIA X 3/64 IN (1.1 9 MM) TH; MATERIAL: TEFLON; STANDARD/SPECIFICATION: ASTM; ADDITIONAL DATA: FOR MILTON ROY PUMP MODEL # AFR-153-96, BOSCO DI MARAITA SULPHURIC ACID DOSING PUMP MODEL # 36 FR 163 AND AMMONIA DOSI NG PUMP MODEL # EFR-151B-144. MILTON ROY (FM): P/N#298-0013-075 MILTON ROY (FM): DWG#P-102-0304-000, ITEM 298-B BOSCO INDUSTRIE MECCANICHE CO.: DWG#C-ORD-08-C08, ITEM 7 | Diaphragm, 5.23 Dia.TEFLON
ASSEMBLY,PUMP DISCHARGE,CHECK VALVE ASSEMBLY,BULK NOUN: PARENT EQUIPMENT/FUNCTION: PUMP DISCHARGE; DESIGNATION/COMPONENTS: CHECK VALVE; STANDARD/SPECIFICATION: ANSI; ADDITIONAL DATA: ITEM ADDITIONAL DESCRIPTION: CHECK VAL VE ASSEMBLY, DISCHARGE; SYSTEM PARENT EQUIPMENT INFORMATION: FOR AMMONIA FEE D PUMP, MODEL RM-11, SERIAL# 2058049 00 1, MFR: DOSAPRO MILTON ROY, KKS: LFN11 12AP001 - STAGE II DOSAPRO MILTON ROY: P/N#221-0156-016 DOSAPRO MILTON ROY: DWG#102-2146-0002 - RM-11 POS.510 | CART, DISCH-VALVE ASSY 316SS ,RB
UTC™ Electromagnetic Suction Cup 3000N - Ref.: FE130MS - Electromagnetic lock, 3000N holding force, monitored, for surface mounting. Power supply to 12VDC / 440mA or 24VDC / 220mA. Dimensions: 250 x 47 x 26 mm.
UTC™ Dual Electromagnetic Suction Cup (2 x 3000N) - Ref.: FE130MD - Double electromagnetic lock, 2 x 3000N of holding force, monitored, for surface mounting. Power supply to (12VDC / 440mA or 24VDC / 220mA) x 2. Dimensions: 500 x 47 x 26 mm.
Z + L Bracket Set for UTC™ Interlogix® Maglocks (Series 130) - Ref.: FE130ZL - Mounting bracket in Z and L for Series 130.
FLEX COUPLING
BRUSH,CARBON,10X10X20,CARBON,10,WITH WIR BRUSH,ELECTRICAL: APPLICATION:GENERATOR, GAS TURBINE; SIZE 01:MM X 10 MM X 20 MM;MATERIAL:CARBON; ADDITIONAL DATA: ROTOR EARTH FAULT CARBON BRUSH WITH CONNECTION WIRE AND LUGS, PART NUMBER : 4354279 , MANUF : BRUSH GENERATOR.)BRUSH UK) | Rotor earth fault brush
GE starter CR306F004
ASSEMBLY; PCAA ASSY/ CORE ANALOG TYPE,FOR MARK VIE TURBINE CONTROL SYSTEM PART NUMBER IS230PCAAH1B SUPERSEDED NUMBER IS230PCAAH1A. | ASSEMBLY; PCAA ASSY/ CORE ANALOG
PROTECTOR MOTOR CIRCUIT; 100 A,480 VAC,3 POLE,MOLDED CASE ENCLOSUR,SPECTRA RMS
CABLE SIC FLAME DET2-WIRE
TRIPLE PARAMETER PROBE FOR COOLING TOWER MAKE: BEIJING KERE MEASUREMENT AND CONTROL COMPANY LIMITED (BJKERE@263.NET), MODEL: KR-939SB3, SR. NO: 73845, OPERATING VOLTAGE: 24 DC, CURRENT OUTPUT: 4 - 20 MA, TEMP: 0 - 100 'C, LEVEL: -10 - 40 MM, VIBRATION: | 三参数组合探头 KR-939SB3 规格尺寸同批号：73845
Biddle BITE 2P Biddle AVO Biddle Megger BITE 2P ( 246004 ) Battery Impedance Test Equipment Reconditioned (ex-works, second-hand) products are thoroughly tested, in excellent physical condition, include the standard accessories/manuals and have a 3-month warranty.
3300 XL 8 mm Probe BENTLY NEVADA 330101-00-12-10-01-05
3300 XL Probe Bently Nevada 330171-00-12-50-01-05
3300 XL Proximtor Bently Nevada 330180-51-05
Transmitter
底板
接头
Item: BETTIS ACTUATOR G201 4-SR3 ( for control valve) Tag: 16-PV-0140 Fisher ref no: 118-21402923 Serial no: F000516504 Q’ty: 1set Remark: please refer to the attached datasheet and DWGs 2nd is actuator part for replacement Part no 21, 22 and 31. 1) 2 | Item 2 (Qty1) Service Kit for Bettis G2014 Power Module (Part No : VA128252 will be included)
Item: BETTIS ACTUATOR G201 4-SR3 ( for control valve) Tag: 16-PV-0140 Fisher ref no: 118-21402923 Serial no: F000516504 Q’ty: 1set Remark: please refer to the attached datasheet and DWGs 2nd is actuator part for replacement Part no 21, 22 and 31. 1) 2 | Item 3 (Qty1) Piston for Bettis G2014-SR3 Actuator Part No : VA126263-002
Item: BETTIS ACTUATOR G201 4-SR3 ( for control valve) Tag: 16-PV-0140 Fisher ref no: 118-21402923 Serial no: F000516504 Q’ty: 1set Remark: please refer to the attached datasheet and DWGs 2nd is actuator part for replacement Part no 21, 22 and 31. 1) 2 | Item 4 (Qty1) Cylinder for Bettis G2014-SR3 Actuator Part No : VA136990-007
ECI-INS-20243 POSITIONER, 2 WIRE TYPE, DOUBLE ACTING, WITH FEEDBACK, 4-20 MA DC INPUT/OUTPUT SIGNAL, MODEL TZIDC MODEL V18345-1010421001, MFR ABB | V18345-1010421001, MFR ABB 6PCS
ECI-INS-20245 POSITIONER, SIPART PS2 HART, SIZE 1/2 INCH NPT CONDUIT CONNECTION, DOUBLE ACTING, WITH FEEDBACK MODULE, 4-20 MA, MODEL 6DR5220-0EN30-0AA0, MFR SIEMENS, FOR FA BLOWER | 6DR5220-0EN30-0AA0, 2PCS
Transmitter: Differential Pressure Transmitter, Suffix: JMS5J-917DB/C1/X2/HE, Style: S1, "YOKOGAWA", Model: EJA130E = 4 Ea. | EJA130E-JMS5J-917DB/C1/X2/HE
Transmitter: Differential Pressure Transmitter, SUFFIX: JMS3J-917DB/C1/X2/HE, STYLY: S1, "YOKOGAWA" ,Model: EJA110E ,Level/Flow Transmitter = 15 Ea. | EJA110E-JMS3J-917DB/C1/X2/HE
GASKET PARENT EQUIPMENT/FUNCTION: CHECK VALVE; DESIGN/CONSTRUCTION: BODY BONNET; FORM/STYLE/SHAPE: ROUND; SIZE: 4-19/32 IN ID X 5-1/4 IN OD X 33/64 IN TH; MATERIAL: SSTL + GRAPHITE; STANDARD/SPECIFICATION: DIN 28091-4; FOR 100 MM CHECK VALVE. VELAN VALVE CORPORATION: P/N#9315-018-451 QTY: 01 EA | Gasket (GSKT) Part No. 9315-018-451
GASKET PARENT EQUIPMENT/FUNCTION: GATE VALVE; DESIGN/CONSTRUCTION: BODY BONNET; FORM/STYLE/SHAPE: ROUND; SIZE: 4.594 IN ID X 5.255 IN OD X 0.518 IN HT PRESSURE RATING: 2500 LB; MATERIAL: SS316 + GRAPHITE; STANDARD/SPECIFICATION: DIN 28091-4; VELAN VALVE CORPORATION: P/N#9315-019-451 QTY: 01 EA | Graphite Gasket (GSKT) Part No. 9315-019-451
Transmitter 变送器
Transmitter 变送器
Transmitter 变送器
KEYPAD,EXCITER, GENERATOR,16 KEY,#IC752S KEYPAD,--: TYPE: EXCITER, GENERATOR; KEYS: 16; ADDITIONAL DATA: COMPLETE ASSEMBLY, FOR GENERATOR TYPE E X 2100.FOR PP9 EXPANSION PROJECT FOR BL OCK C AND D. PART OF EXCITATION-REGULAT ION CONTROL MODULE OF EX2100, GE GAS TU RBINES, FR-7EA, INSTALLED IN NAJRAN POW ER STATION. GENERAL ELECTRIC/DIELEKTROL/LENTRONICS: P/N#IC752SPL013 | IC752SPL013 refurbished
1. ROSEMOUNT LEVEL TRANSMITTER p/n 5301HA2S1V4AM00195AAE1M1P1C1Q4Q8N2P2 | 5301HA2S1V4AM00195AAE1M1P1C1Q4Q8N2P2
01. DPT WITH REMOTE SEALS PROCESS CONNECTION: 3 INCH 300# FOR TAG NO: 203LT-902/904/905/906 CS-9 GDU PART NO:3051CD2A22A1BS2M5B4I1P1P8Q4Q8Q15 +1199WDB56AFFW72DAA1GT +1199MDB54AFFW72DAA1GT SET 1 MAKE: EMERSON ROSEMOUNT | 3051CD2A22A1BS2M5B4I1P1P8Q4Q8Q15 +1199WDB56AFFW72DAA1GT+1199MDB54AFFW72DAA1GT
Transmitter 变送器
Sensor Cell Cell Swaged WDG-INSITU Part No. : 71785SE | Zirconium cell for insitu O2 Series 210. (2019)
Power supply/Keypad Module Power supply/Keypad Module Part No. : 90253VE | Ametek/Thermox CEM/O2 Keyboard/Power supply. (2019)
Inner Probe Assembly Inner Probe Assembly 230V-1 meter Part No : 72222SE | 3’ Insitu Probe. (2019)
Ceramic Washer Ceramic Washer | WASHER,CERAMIC,.625 OD X.406ID included in P/N 71063SE. (2019)
SPRING WASHER
PIN STRAIGHT HEADLESS
PIPE
VLV SERVO
OLIVE DRAB ZINC COBALT PLATING BAYONET LOCK CONNECTOR WITH CRIMP CONTACTS
CONTACT SOCKET
SCREW LK HEX SCKT HD CAP
BUSHING TEXTOLITE
ANALYZER s/n: AX41.0/.5.0.0.0.1.0./STD AX400 , 0 ... 10000 μS/cm Brand: ABB
ADAPTER
WELLTHERMOCOUPLE
CLAMP LOOP
GUIDE TUBE
BOLT HEX HD - ALLOY STL
CONN THERM
TUBE CONN
Servo Valve
BALANCE WEIGHT & SCREW
SCREW SET HEX SOC
OIL FLOW GAUGE / INDICATOR, COMPLETE WITH ACCESSORIES TYPE: 092-300-03 DAL-042-60 (PUMP ON /PUMP OFF). 3.5 FLOW GAGE - 2 SW MAKE: QUALITROL FOR AREVA TURKEY MAKE ICT. BEARING SL NO. 317302. | Flow indicator 092-300-03
TUBE CONN
Exciting Regulator AVR TWL-ND for Gen Set JAD Eng.Model: G/ 8300ZD21 Ser.No. 1009058 - 1009003
VALVE,3 WAY SOLENOID AC 240V/50 HZ,0.08A,0-11 BARS WP,FLUID N2,AIR MODEL M00U-8-A12PS FOR XZV-704 SERVICE AIR COMPRESSOR MFR:KANEKO SANGYO CO LTD-JAPAN QTY:1 EA | SOLENOID VALVE Model: MOOU-8-A12PG-TF AC240V
VALVE SOLENOID TYPE:MOOU-8-A12PG-T 110VAC,50 HZ,0.19A WORKING PRESSURE 0-11 BAR FOR N2 COMPRESSOR MFR:KANEKO SANGYO CO LTD-JAPAN QTY:1 EA | SOLENOID VALVE Model: MOOU-8-A12PG-TF AC110V
Copeland compressor 3.5hp, 220-240V/50Hz/ 1ph, R407c
Copeland compressor 4hp, 460V/60Hz/ 3ph, R407c
Copeland compressor 3hp, 460V/60Hz/ 3ph, R407c
Copeland compressor 5hp, 460V/60Hz/ 3ph, R407c
3 POLE CONTACTOR 240V,50Hz, CL45A300MR
3 POLE CONTACTOR 240V,50Hz; CL45A300MN
3 POLE CONTACTOR 240V,50Hz, CL25A300TN
3 POLE CONTACTOR 240V，50Hz, CL25A300TR
4P CONTACTOR 2N〇 -2NC;240V,50HZ, CL01AB00TR
THERMAL OVERLOAD RELAY 54-65A, RT2H
THERMAL OVERLOAD RELAY 140-190A, RT3F
THERMAL OVERLOAD RELAY 110-140A，RT3E
THERMAL OVERLOAD RELAY 64-82A, RT22J class 20
THERMAL OVERLOAD RELAY 4-6,3A , RT1L
THERMAL OVERLOAD RELAY 30-43A, RT2E
THERMAL OVERLOAD RELAY 25-32A, RT1V
THERMAL OVERLOAD RELAY 10-16A, RT1P
THERMAL OVERLOAD RELAY 21-26A, RT1U
3P MAG-BREAKER 32A, GPS1MHAR
3P MAG-BREAKER 6，3A，GPS1MHAJ
3P CIRCUIT BREAKER 0,63-IA， GPS1BHAE
3P MAG-BREAKER 16A, GPS1MHAM
3P MAG-BREAKER 10A, GPS1MHAK
3P CIRCUIT BREAKER 28-40A, GPS2BHAS
3P CIRCUIT BREAKER 35-50A, GPS2BHAT
3P CIRCUIT BREAKER 14-20A, GPS1BHAN
3P CIRCUIT BREAKER 19-25A, GPS1BHAP
3P CIRCUIT BREAKER 9-13AG, GPS1BHAL
3P MAG-BREAKER 20A, GPS2MHAN
3P CIRCUIT BREAKER 4-6,3A, GPS1BHAJ
3P MAG-BREAKER 160A, FEN36MC160JF, 435094
3P MAG-BREAKER 100A, FEN36MC100JF, 435088
3P MAG-BREAKER 100A, FEN36MC080JF, 435899
2P CIRCUIT BREAKER G100;16A/C;10KA-G102C16, 674895
2P RESIDUAL CURRENT DEVICE 32A/0,03A-DOCA232/030y 607500
2P CIRCUIT BREAKER G100; 10A/C; 10KA-G102C10, 674893
2P RESIDUAL CURRENT DEVICE 32A/0,3A-DOCA232/300, 607502
2P CIRCUIT BREAKER G100;6A/C;10KA-G102C06/ 674891
2P RESIDUAL CURRENT DEVICE 32A/0/3A-DOCA232/300/ 607502
2P CIRCUIT BREAKER 6100;32A/C;10KA-G102C32, 674898
2P CIRCUIT BREAKER G100;25A/D;10KA-G102D25# 675059
2P CIRCUIT BREAKER G100;2A/C;10KA-G102C02, 674888
4P CIRCUIT BREAKER G 100;50A/D; 10KA-G104D50, 675094
4P CIRCUIT BREAKER G100;40A/D;10KA-G104D40/ 675093
2P MINIATURE CIRCUIT BREAKER S282 UC-K16, GHS2820164R04671
2P MINIATURE CIRCUIT BREAKER S282 UC-K6, GHS2820164R0377
2P MINIATURE CIRCUIT BREAKER S282 UC-K25, GHS2820154R0517
2P MINIATURE CIRCUIT BREAKER S282 UC-K10, GHS2820164R0427
F.F. KIDDE,DET. HEAT PROBE TYPE ,MAKE:KIDDE,MODEL:12E-27121-000-04 ,DETECTION TEMPERATURE:87.7 DEG C,OPERATING VOLTAGE:17-28VDC,EXPLOSION PROOF,USED IN FIRE FIGHTING SYSTEM | Fenwal Heat Detector, P/N: 12-E27121-004-0T(190F)
XP 95 MINI SWITCH MONITOR UNIT,TYPE: XP 95 ADDRESSABLE ,MAKE:APOLLO,PART NO. 55000-833,SURFACE MOUNT,USED IN FIRE FIGHTING SYSTEM | SA6700-100APO Intelligent Twin Switch Monitor
29328E | 29328E
6228C3 | 6228C3
6064M | 6064M
7328BCBM | 7328BCBM
6232C3 | 6232C3
SKF 7324BCBM | 7324BCBM
6324 | 6324
ANALYZER ANALYZER,BULK NOUN: PARENT EQUIPMENT/FUNCTION: CONDUCTIVITY; RANGE: 0 TO 200 US/CM; POWER SOURCE: 24 VDC LOOP POWERED; ADDITIONAL DATA: USED IN RABIGH POWER PLANT STAGE VI BOP AREA CONVERTER FOR CONDUCTIVITY ANALYZER MODEL NO : FLXA21-D-E-D-AA-C1-NN-A-N-LA-N-NN U SCT (CONDUCTIVITY) ENCLOSURE CLASS : IP66 (NEMA4X) FUNCTION : INDICATING & TRANSMIT POWER SUPPLY : 24VDC LOOP POWERED OUTPUT SIGNAL : 4 20MA WITH HART ALARMS : FIXED VALUE (VALUE CAN BE CHANGE) CALIBRATION (SCALE) RANGE : 0 200 US CM RANGE ADJUSTMENT : ADJUSTABLE AT SITE ACCURACY : 0.5 % OF READING REPEATABILITY : 0.5 % OF READING RESPONSE TIME : LT 7 SECONDS T90 LOCAL DISPLAY : LCD MOUNTING TYPE : 2" PIPE STANCHION MOUNTING AMB. TEMP. HUMIDITY RATING : -20 55 OC ,10 95% RH MANUFACTURER : YOKOGAWA COUNTRY OF ORIGIN : CONVERTER : JAPAN ELEMENT : NETHERLANDS YOKOGAWA (FM): Model#FLXA21-D-E-D-AA-C1-NN-A-N-LA-N-NNU SCT | 电导率仪ANALYZER
WASHER TYPE SPRING DRAWING NUMBER: 0705-6609022 PART NUMBER: RMU09852
GEN436502 FENRZ/5 FE-Rotary Handle DoorMounted 2NO Standard
Single Channel Control Card- Catalytic P/N: 05701-A-0302
330105-02-12-10-02-05 PROBE, HUMIDITY-TEMPERATURE;PROXIMITY; BENTLY NEVADA 330105-02-12-10-02-05 PROBE, HUMIDITY-TEMPERATURE;PROXIMITY; MOD 3300XL; 8MM; 3/8 X 24; C/W 1 MTR STANDARD CABLE AND MINI COAXIAL CONNECTOR | 3300 XL 8MM PROBE VIBRATION 3/8-24 UNF THREADS, TOTAL LENGTH 1.0 METRE, MINIATURE CLICKLOC COAXIAL CONNECTOR, WITH MULTIPLE AGENCY APPROVALS (NEW W/ONE YEAR WARRANTY)
GE M-PACT CIRCUIT BREAKER Draw 3P 1600A 50KA MPA31W16+Mpro27
SHUNT TRIP ST 110/130V AC/DC ST130
CLOSING COIL CC 110/130V AC/DC CC130
1,6M CABLE MECHANICAL INTERLOCK 160BCMC1
TRIP ALARM SWITCH (1NO) MPROMAC
CARRIAGE SWITCH CSWFF
TYPE "A" 2WAY CABLE (1,6M) INTERLOCKING KIT 2WC13PW
M-PRO 20/30/40 Plug-in Portable Power Box MPROAPU
M-PRO 20/30/40 Test Box GTUTK20
3 POLE CONTACTOR 240V,50Hz, CK08CA311R
3 POLE CONTACTOR 240V,50Hz, CL08A300MR
3 POLE CONTACTOR 240V,50Hz, CL09A300MR
3 POLE CONTACTOR 240V,50Hz， CL00A300TR
3 POLE CONTACTOR 240V,50Hz, CL00A300TN
3 POLE CONTACTOR 240V/50Hz/ CL06A300MR
Suction Check Valve Assy PN:H60954 | 名称: 单向阀组件 零件号: H60954 图号: 2 GB-80/GB1500-PVDF-进口 客户需要的单向阀组件是序号1和序号4，但是很多客户往往是有一些误区，认为一套完整的单向阀组件是包括油令接头和油令压帽，但实际上是不包括，详情请查看零部件分解图。这一点请和客户确定，是否需要油令接头和油令压帽。
Discharge Check Valve Assy PN:H60955 | 名称: 单向阀组件 零件号: H60955 图号: 1 GB-1500-PVDF，出口 客户需要的单向阀组件是序号1和序号4，但是很多客户往往是有一些误区，认为一套完整的单向阀组件是包括油令接头和油令压帽，但实际上是不包括，详情请查看零部件分解图。这一点请和客户确定，是否需要油令接头和油令压帽。
GAUGE PRESSURE TRANSMITTER, MODEL: EJX430A-EHS4G-817DB/KS21/D3
GAUGE PRESSURE TRANSMITTER, MODEL: EJX430A-EAS4G-817DB/KS21/D3
DIFFERENTIAL PRESSURE TRANSMITTER, MODEL: EJX110A-EHS4G-817DB/KS21/D3
DIFFERENTIAL PRESSURE TRANSMITTER, MODEL: EJX110A-EMS4G-817DB/KS21/D3
MODEL: YTA610-JA1A2DB/KU2
MODEL: YTA70-J/KS2
MODEL: EJA110E-JHS4G-717DD/D3
MODEL: EJA110E-JMS4G-717DD/D3
MODEL: EJA530E-JBS7N-017DL/HAC/D3
GAUGE PRESSURE TRANSMITTER, MODEL: EJX430A-EHS4G-817DB/KS21/D3
GAUGE PRESSURE TRANSMITTER, MODEL: EJX430A-EAS4G-817DB/KS21/D3
DIFFERENTIAL PRESSURE TRANSMITTER, MODEL: EJX110A-EHS4G-817DB/KS21/D3
DIFFERENTIAL PRESSURE TRANSMITTER, MODEL: EJX110A-EMS4G-817DB/KS21/D3
MODEL: YTA610-JA1A2DB/KU2
MODEL: YTA70-J/KS2
MODEL: EJA110E-JHS4G-717DD/D3
MODEL: EJA110E-JMS4G-717DD/D3
MODEL: EJA530E-JBS7N-017DL/HAC/D3
TRANSMITTER P/N 644HAE5J6XAM5
GAUGEPRESS
ALIGN PARTS -510Q00-
TE STUD 1.5-8 X 11.5"
1.5-12 PT NUTS
PINSEAL-BCOPE HOLE
PIN SHROUD
CAP SCR & FIN BOLT
1629054717 FILT. EL. PD/PDP 850- 8000+ F 10 1,1 Kg 65 cm x 9 cm x 9 cm Old code is 1624184412 | Filter
P/F ABB MISCELLANEOUS GEARED MOTOR FOR THE AUTOMATIC CHARGING OF THE CLOSING SPRINGS. M(3) 1- E 1/6, 220 -250 VAC/ DC, P/N: 1SDA038324R1 | 1SDA038324R1
WEG CFW500 IP20 1.5kW 400V 3ph AC Inverter Drive, DBr, C2 EMC Part No: CFW500B04P3T4DB20C2
141530-01 BENTLY DC Power Supply
O-RING, PILOT, MAKE: GORTER CONTROLS P/N: 8401003701007
1600A Mpact-PLUS CIRCUIT BREAKER CLOSING COIL LLA11YY057
LIMIT SWITCH 328A7435P001 ALONG WITH LEVER 197B6824P001 Crouzet 83990129 (SP 3969-10) + 79215938 | LIMIT SWITCH
LIMIT SWITCH 328A7435P001 ALONG WITH LEVER 197B6824P001 Crouzet 83990129 (SP 3969-10) + 79215938 | Lever
CONN,CBL/CONDT,GSTL,3/4 IN HUB,1/4 IN,#2 CONNECTOR,CABLE/CONDUIT: FUNCTION: ARMORED; HUB SIZE: 3/4 IN; SIZE: 1/4 IN; CONNECTION: THD; DEGREE: STRAIGHT ( 180 ); MATERIAL: GSTL; STANDARD/SPECIFICATION: ICE; ADDITIONAL DATA: SYSTEM PARENT EQUIPMENT DETAILES: FOR ARMORED, STEAM TURBINE CC3 OF STAGE-IV GE-MS7001E UPDATED USED AT WAAD AL-SHAM AL POWER PLANT GENERAL ELECTRIC (GE) (LM/FM): P/N#286A6331P0001 | CONNECTOR CABLE & CORD
ASSEMBLY; PCAA ASSY/ CORE ANALOG TYPE,FOR MARK VIE TURBINE CONTROL SYSTEM GENERAL ELECTRIC COMPANY PART NUMBER IS230PCAAH1B SUPERSEDED NUMBER IS230PCAAH1A | PCAAH1B ASSEMBLY CORE ANALOG
TRANSMITTER
TRANSMITTER
SWITCH,PRES,2P1T,1/2 IN FNPT,IP 66,#S154 SWITCH,PRESSURE: RANGE: 0 TO 200 PSI (0 TO 1379 KPA); SIZE/CONNECTION: 1/2 IN FNPT; CONNECTION LOCATION: BOTTOM; ELECTRICAL RATING: 250 VAC 12 A; ACTION: 2P1T; ENCLOSURE: IP 66; STANDARD/SPECIFICATION: IEC 529; ADDITIONAL DATA: TYPE: CONTROL CONTROL, FOR PANEL GAUGE INSTRUMENTS, FOR GE GAS TURBINE MS5001L . UNITED ELECTRIC CONTROLS CO.: Model#S154B UNITED ELECTRIC CONTROLS CO.: CH322 APPLIC:FOR PANEL GAUGE INSTRUMENTS GE - MS5001L | U E Pressure Switch-USA(壓力開関) -H122-S164B
RING,SEGMENT,1120 MM ID X 1185 MM OD X 9 RING,BULK NOUN: PARENT EQUIPMENT/FUNCTION: SEGMENT; SIZE: 1120 MM ID X 1185 MM OD X 90 MM WD; MATERIAL: STL; ADDITIONAL DATA: COMPLETE RING CONSIST OF 16 SEGMENTS, F OR GE GAS TURBINE MODEL # MS7001EA. GENERAL ELECTRIC/DIELEKTROL/LENTRONICS: P/N#197C3541G001 | RING-SEG 7-E 16= 1 SET
Smoke Detector Apollo OpticalSmoke Detector with Base Part No: ORB-OP-12001-APO Supply: 8.5V to 33V dc | DSORBIS001 ORB-OP-12001-APO Orbis Optical Detector
Smoke Detector Apollo OpticalSmoke Detector with Base Part No: ORB-OP-12001-APO Supply: 8.5V to 33V dc | DSORBIS019 ORB-MB-00001-APO Orbis TimeSaver Base
Differential pressure transmitter, "Yokogawa", Model: EJA110E, Suffix Codes: EJA110E-JM5J 917DB/A/D3 | : EJA110E-JM5J 917DB/A/D3 /台
PL718-05- GE PL Series Cartridge - PL718-05-GE Size: PL718 (GE replacement 342A2581P002) Micron: 5 342A2581P002
1. Magnetic Starter Part No : CR-306C002 Pole : 3 pole Voltage Rating : 600 VAC Max Coil Voltage : 110 VAC Current Rating : 27A Max Frequency : | 1. Magnetic Starter Part No : CR-306C002: $, factory stock, 1 week ship. Pole : 3 pole Voltage Rating : 600 VAC Max Coil Voltage : 110 VAC Current Rating : 27A Ma
Magnetic Starter Part No : CR-306DO02 Pole : 3 pole Voltage Rating : 600 VAC Max Coil Voltage : 110 VAC Current Rating : 45A Max Frequency : 50 HZ Sp | Magnetic Starter Part No : CR-306DO02: $ ea, factory stock, 1 week ship Pole : 3 pole Voltage Rating : 600 VAC Max Coil Voltage : 110 VAC Current Rating : 45A Max Freq
Magnetic Starter Part No : CR-306EO02 Pole : 3 pole Voltage Rating : 600 VAC Max Coil Voltage : 110 VAC Current Rating : 90A Max Frequency : 50 HZ S | Magnetic Starter Part No : CR-306EO02: $ ea, factory stock, 1 week ship Pole : 3 pole Voltage Rating : 600 VAC Max Coil Voltage : 110 VAC Current Rating : 90A Max Fre
SC520 Submodule Carrier incl. local CPU support for MB300, MB300E P/N: 3BSE003816R1 MNFR: ABB (SWEDEN)
03 PCS? - Enerpac FSH-14 Hydraulic Spreader, 14 Ton, 3.16" Max Spread, 10k PSI MINT? | FSH14 FLANGE SPREADER HYDAULIC 14 TON 3
POSITIONER s/n: V18345.20.2.0.5.5.1.50.1 Brand: ABB
ACTUATOR,PNEUMATIC: RATING:4 BAR; STANDARD/SPECIFICATION:DIN EN 15714-3; ADDITIONAL DATA: SPRING TO CLOSE , MAX SHUT OFF DP:3.6 BAR KKS: 90TMJ21AA005, 90TMK22AA005, 90TDD22AA001 DRAWING NO. OF CONTROL VALVE: DIM515032007 (SHEET: 01) FOR BUTTTERFLY VALVE | Pneumatic Actuator B1JRU12/55 Qty: 1 pc
ACTUATOR,PNEUMATIC: RATING:4 BAR; STANDARD/SPECIFICATION:DIN EN 15714-3; ADDITIONAL DATA:SPRING TO CLOSE MAX SHUT OFF DP:6 BAR KKS: 90TMA23AA002, DRAWING NO. OF CONTROL VALVE:DIM515032011(SHEET: 03) FOR SEGMENT VALVE SIZE 6",DEASALINATION 4&5 STAGE II,SPP | Pneumatic Actuator B1JARU8/25
POSITIONER,VALVE,1.4 TO 6 BAR,#V1834510 POSITIONER,VALVE: POSITIONER OPERATION: ELECTRO PNEUMATIC; SUPPLY RATING: 1.4 TO 6 BAR; INPUT RANGE: 4 TO 20 MA DC; STROKE: 0 TO 100 PERCENT; STANDARD/SPECIFICATION: IEC 60534; ADDITIONAL DATA: SYSTEM PARENT EQUIPME | TZIDC Electro-Pneumatic Positioner, intelligent, configurable, with indicator and operator panel Code: V18345.10.2.0.1.2.1.00.1 V18345 10 Case / Mounting - Case made of aluminium, varnished, for mounting to linear actuators acc. DIN / IEC 534 / NAMUR or t
FLOWMETER:FLUID FLOW,MAGNETIC TYPE,SEAWA FLOWMETER,FLUID FLOW: OPERATION METHOD:MAGNETIC TYPE; SERVICE:SEAWATER FEED FLOW; SIZE/CONNECTION:ANSI 150LB FLANGE,CARBON STEEL AND PTFE; RANGE:270 CUBIC METER PER HOUR MAXIMUM; MATERIAL: TUBE MATERIAL:STAINLESS S | FLOWMETER 8705THA080C1W0NAG2Q4
TRANSMITTER,SIGNAL: INPUT SIGNAL:SMART LINE DIFFERENTIAL PRESSURE; INPUT RANGE:0 TO 7 BAR; OUTPUT RANGE:0 TO 7 BAR; SUPPLY RATING:11 TO 42 VDC; SIZE/CONNECTION:1/2 IN NPTF; STANDARD/SPECIFICATION:ANSI; ADDITIONAL DATA: SYSTEM PARENT EQUIPMENT INFORMATION: | TRANSMITTER
GENERAL ELECTRIC BENTLY NEVADA CB2W100032 CABLE | CB2W100-032 Аccelerometer Cable
SELECTOR SWITCH PT2C300/AP111463.R.2 16SB1BB3D57SSS2P GE (CEMA) | MLN MISC ITEM 16SB1BB3D57SSS2P SB1 SWITCH
MANIPULATOR WITH SPRING RESETING 5 POS; [TRANSFER SWITCH WITH SPRING RESETING 5 POS. Type : 16SB9-BB500SSS2P | MLN 16SB9BB500SSS2P SWITCH Non Stock No Returns Non-Cancelable 5-6 WEEK LEAD
Positioner "SIEMENS" (Single acting) D-76181, Karlsruhe Sipart PS2 I/P, P/N: 6DR5210-0EN00-0AA0 Qty: 1 ea Iw = 4-20 MA, Ta =-30..+80C, P = 1.4..7 bar, F-Nr : N1-U131-7545229, IP65 NEMA Type 4X | 6DR5210-0EN00-0AA0 你好含税运费人民币单价 ， 货期3天。全新原装。
ELECTRONIC BOARD IN/OUT, FOR DUST CONCENTRATION MONITOR OMD41, ‘SICK-MAIHAK’, P/N: 2016708 | sick 2016708 含税运费人民币单价， 货期3周，全新
The P/N is = 330881-16-10-110-06-02 **IP66
DWM COPELAND COMPRESSOR FOR HV AC SYSTEM
Electrode Series III ZTA insulator 22mm fitting Max 300bar/560degC
Low pressure electrode Zirconia insulator 120bar/370degC
MLN 750X114005 CT, JAH-0C, 1000:5
ACCELERATION TRANSDUCER
3-WIRE EXTENSION CABLE - ARMORED
Part# 2210102
P/N: 6236
P/N: 29436E
P/N: NU 1044 M
P/N:6311-RS1
Vibration sensor
Proximitor
Proximitor
Proximitor / Q’ty : 2 pcs - 330180-X1-00 (MOD :145004-19)
Proximitor 330180-X1-00 (MOD :145004-10)
Proximitor 330780-X1-00 (MOD :148367-21)
RELAY,ELECT-SW,24LOR-78PA07LA,48/125Vdc - 2.00 EA (pieces) Electrical relays Voltage 48 / 125 Vdc Series 24LOR Type LOCK-OUT Type, reset MANUAL Colour WHITE Number of LED ONE Number of deck 7 The utility industry standard for quality and reliability Integral coil monitoring with LED display and SCADA feedback LED indication of existing fault signal Manufacturer ELECTRO SWITCH Manufacturer Part Number 24LOR-78PA07LA | RELAY,ELECT-SW, 24LOR-78PA07D,48/125Vdc
GASKET; P/N# 0007-2617-830
GASKET; P/N# 0007-2487-830
GASKET; P/N# 0007-2929-830
GASKET; P/N# 0007-2927-830
GASKET; P/N# 0007-2862-830
GASKET; P/N# 0007-2825-830
GASKET; P/N# 0007-3169-750
GASKET; P/N# 0007-2941-750
GASKET; P/N# 0007-2300-750
GASKET; P/N# 0007-2080-830
GASKET; P/N# 0007-2170-750
POWER SUPPLY:LINEAR,110 TO 240 V AC/DC POWER SUPPLY,LINEAR: INPUT RATING:110 TO 240 V AC/DC; OUTPUT VOLTAGE:24 VDC; OUTPUT CURRENT:10 A; ADDITIONAL DATA: FOR OPACITY MEASURING SYSTEM MODEL 440;MD PP. Model#CPCDC24V/10.0 Brand: ABB | CP-C.1 24/10.0 Power supply In:100-240VAC/90-350VDC Out:DC 24V/10A 1SVR360663R1001 ?
Sensor
POWER SUPPLY: TYPE: PAC8000 Node Services Power Supply Monitor APPLICATION: Fire & Gas Detection System at SPP MANUFACTURER DETAILS: GE SENSING:Part No: 8410-NS-PS | 8410-NS-PS
TRANSMITTER: TYPE: Field Terminal, 4 Wire Transmitter APPLICATION: Fire & Gas Detection System at SPP MANUFACTURER DETAILS: GE SENSING:Part No: 8615-FT-4W | 8615-FT-4W
TERMINAL: TYPE: Field Terminal, Non-arcing, Standard APPLICATION: Fire & Gas Detection System at SPP TEXT:Field terminal, Non-arcing, standard Part No.: 8610-FT-NA Manufacturer: GE MANUFACTURER DETAILS: GE SENSING:Part No: 8610-FT-NA Technical | 8610-FT-NA
DS200SDCCG5A
329A3529P001
GT06-5450
IS420ESWBH3A
IS420ESWAH3A
N733AP33048
RTO65735
357A1263P004
362A1591P031
MCRC031ATL
U624P308L0238
428655-MRS
363A7466P0008
4420-0706-1
36C774298EAG12
8PP-84402-01
36C774298ECG12
363A4330P002
311A5177P002
215A1791P001
N405P00047 is superceded by N405P47
706-00047-031
336A9298P001
N170P29022
311A5178P001
185A1356P005
185A1356P001
368B900G02
330130-080-00-00
199D3157P116
341A1812P0001
382A8118P001
344A9720P006
101T6438P0001
36B605796AAG102
336A5026P01
N405P00047 is superceded by N405P47
N14DP33052
U117XPTOP0004 is superceded by U117XPT0P0004
U349P002U187
N170P44080
N170P44064
N271TP00050 is superceded by N271TP50
CL00D310TK
156A1075P022
312A6077P005
N5606P06001G11
259B2434ABP14
315A2632P003
323A3353P42
328A7435P001
397A7666P053
397A7666P056
397A7666P074
302A4597P007
287A1614P004
156A1075P031
34919
328A7435P001
308A246500001
IS420ESWBH3A
323B7988P0005
397A8281P0004
226A1706P100
156A1075P013
255A4485P002
109E3763G007 is superceded by 109E3763G081
Switch Socket 8579/31-406-S001
Plug 8579/12-406
Switch Socket 8570/11-306-S011
Plug 8570/12-306
Floodlight 6121/1312-2401-1111-311-513-1
Linear luminaire for fluorescent lamps 6001/542-9512-25-232
Emergency luminaire for fluorescent lamps 6009/542-9617-1622-71
Wall and angle bracket with pipe 42x400m 108947
Mounting rail 6001 fastening acc. 222826
Pipe clamp 6001 2" mounting accessories 222460
Bulkhead angle 6001 fasten. acc. 222827
8146/5051 Control box 136697
8146/5051 Control box 136697
315A2660P001
91429059G002
119C9639P0001
119C9638P0001
119C9639P0002
119C9638P0002
172C9091P001
172C9090P001
381A6159P315
381A6160P311
312A6077P001
248A5824P001
226A1501P002
372A8024P001
RPQ47788
351A9623P501 is superceded by 109E3763P501
156A1964P006
293A0910P006
34919
N265DP33
0659A185G0004
N654P29016B
341A2603P0002
341A2603P0001
U473X000BS227
U473X000BS220
N170P13010
344A6211P003
100T6093G002
X0030FBB1X007
311A5177P002
114A8218P006
185A1117P012
185A1117P006 is superseded by 185A1117P011
226A1593P001
IS230TCATH1A
21500.00.12.10.02
21747-075-01
21508-02-12-10-02
272A6132P
N5606P08001G11
312A6077P001
312A6077P002
351A3488P006
G771K202A
354A1513P103
328A7435P001
201C7968G001
02025J97G0002
311A5178P011
389A6593P001
5NQ150.196
5NQ150.212
5NQ150.314
5NQ150.213
5NQ150.493
5NQ150.407
5NQ150.408
5NQ150.210
237C6704G0001
78PA07LA
255A4908P005
302A1537P006
227B6085G001
114A8032P003
138C9173G003
277A1498P001
318A9713P073
318A9713P073
G772K241A
316B3837P0001
1/2INCH-Q41F-NPT
G772K241A replaces G772K241
316B3837P0001
1/2INCH-Q41F-NPT
192B2915P001
357B3815P001
192B2915P001
312A6077P005
312A6077P004
180A0472P001
362A3342P010
158A7887P001
158A5457P039
298A8538P001
311A5177P002
109T7173P0003
165A881AC-1
N170AP11006
236B6391P0004
211A9110P004
318A9840P001
357A1627P004 replaces 286A6218P004
314B3193P001
N14P21010
287A1399P008
156A1085P010
G771K625A
182A9860G0002
N637P2514
156A1085P014
287A1908P006
103L6814G0005
324B7448P012
N271TP50
227B6095G001
357B1004P019
N14DP35052
328A7435P001
286A6331P0001
IS230PCAAH1B
197C3541G001
342A2581P002
KANEKO | M31RC-20-A44-SS12-TF
GORTER CONTROLS | 9301004118440
CEC | 09384/4-138-0015
MASONEILAN | 00-001904534-827
MASONEILAN | 400124515-A01N0000
MASONEILAN | 18-000044300-162
ROSEMOUNT | 3051CD2A52A1BC1M5MD1V5P1Q4Q8
SOFIMA | CCH153FC1
Limit Switch | LXP1-120
Gutor | 234-0335
USRobotics | USR997930A
Milton Roy | GB1000PP1MNN
Siemens | 6SE-3114-0DC40
Norgren | 8240700.9150.00000
Gutor | 0P0280
Schneider | ATV212H075M3X
QUALITROL | LPRD00-00022975
QUALITROL | LPRD00-00010063
MASONEILAN | 00-035104040-716
MOOG | G771K615A
Siemens | 6ES7972-0CB20-0XA0
ALLEN BRADLEY | 1766-L32BWAA
ALLEN BRADLEY | 1762-IF2OF2
SCHNEIDER ELECTRIC | HMIGXO3501
NUOVO PIGNONE | 706-00047-031
ABB | BRI 1621N/P-24VDC
Pulsafeeder | 04-000-21-1
Pulsafeeder | 04-060-01
Pulsafeeder | 04-060-00
Pulsafeeder | UGK-MILOUT
ABB | DI524
GE | SECMOD4
Nuovo Pignone | RCO20541
Nuovo Pignone | RVO27068
Nuovo Pignone | RVO27067
Gutor | 0M-8190
GD Engineering | 3299--0001-05
GD Engineering | 3232-0017-05
GD Engineering | 3232-0013-05
GD Engineering | 3152-0007
GD Engineering | 2404-0220
GD Engineering | 2227-0174
GD Engineering | 2196-0207
Bently Nevada | 330130-080-00-00
Mitsubishi | OA-FG-1
BENTLY NEVADA | 21500-00-08-10-02
GE | 9T21B9134
MOOG | G771K203
NANJING ODES ELECTRIC CO.,LTD | WL-31C4
ITT GOULDS PUMPS | 27177 372 2239
ITT GOULDS PUMPS | 90555 13
IDEC | RH4B-U
TYCO | DP-1
GE | SECMOD4
Rosemount | 3051TG5A2B21KE8M5Q4Q8
THERMO ENGINEERING | RTO28603
NORGREN | R07-119-RGKA
Fenwall | 17343-124-600F
Fenwall | 17343-124-325F
Crouzet | SP3969.10
MITSUBISHI | OA-FG-1
CompAir | C20003-19
IDEC | RH4B-U
Crouzet | SP3969.10
TOWA SEIDEN | PRL-S7
COMPAIR | C20003-19
Crouzet | SP396910
THERMO ENGINEERING | RTO28603
NORGREN | R07-119-RGKA
Milton Roy | GM0120PQ1MNN
Milton Roy | MRB11-L10R3APPNNNNY
Rosemount | 0185C003J1F0110D0330F22N1G3M99Q8R01R03XA
Rosemount | 0065N35J0110D0450F04A1N1M99Q8R01R03XA
Rosemount | 0065C05F0110D0450F04A1N1G3M99Q8R01R03XA
Rosemount | 0185C003J1F0110D0380F22N1G3M99Q8R01R03XA
Rosemount | 0185C003J1F0110D0380F22N1G3M99Q8R01R03
Rosemount | 0065N05N0000N0660A1XAN1
Rosemount | 0185N003J1N0000N0590XAN1
Rosemount | 0065N06N0000N0660A1XAN1
Rosemount | 248HANCN0XAQ4
GE | 308A246500001
204500894-999-0000
Agilent | 9499330
CCS | 646GE975
MASONEILAN | 021000412-153G0000
MASONEILAN | 011479151-208-0000
MASONEILAN | 010864003-779-0000
MASONEILAN | 010868280-215-0000
MASONEILAN | 021107020-686-0000
Bently Nevada | 18745-04
WOODWARD | 8522-745
SIEMENS | 3RG4013-3CD00-0XA0
BALLUFF | BES 516-300-S135-S4-D
Honeywell | 51308112-002
GE | 336A6405G1
GE | 336A3582P1
Schneider | LC1D50A
QUALITROL | LPRD00-00330761
Stahl | 8579/31-406-S001
Stahl | 8579/12-406
Stahl | 8570/11-306-S011
Stahl | 8570/12-306
Stahl | 6121/1312-2401-1111-311-513-1
Stahl | 6001/542-9512-25-232
Stahl | 6009/542-9617-1622-71
Stahl | 108947
Stahl | 222826
Stahl | 222460
Stahl | 222827
Stahl | 136697
Stahl | 136697
GE | 119C9639P0001
GE | 119C9638P0001
GE | 119C9639P0002
GE | 119C9638P0002
FOXBORO | 760CSA-3A
WOODWARD | 5466-1035
VELAN | 9314-019-451
Schneider | BMXP342020
Schneider | BMXAM00410
Xinje Electric Co. Ltd | OP320-A
Delta | DVP-08SP11R
Delta | DVP-16SP11R
Delta | DVP-14SS211R
GE | 16L0159WS3
GE | SELA36AI0007
GE | SRPE7A7& TCAL18
SIEMENS | 6ES7414-3XJ00-0AB0
FALK | 1040T20
WOODWARD | 9904-935
WOODWARD | 9904-938
MOOG | G771K200A
SWAGELOK | SS-600-6-4
SWAGELOK | SS-400-2-4
SWAGELOK | SS-600-2-4
SWAGELOK | SS-600-2-8
SWAGELOK | SS810-1-4
SWAGELOK | SS600-1-4
SWAGELOK | SS600-1-8
SWAGELOK | SS-8I0-I-8
SWAGELOK | SS810-1-8
SWAGELOK | SS-400-P
SWAGELOK | SS-600-P
SWAGELOK | SS-400-6
SWAGELOK | SS-600-6
SWAGELOK | SS-600-3
ALLEN BRADLEY | 316596-C01
ASCO | 54191023
ASCO | 54191023
SWAGELOK | SS-12NBF8
LAURENCE | 3309VWA124DC
QUALITROL | LPRD00-00042960
QUALITROL | LPRD00-00042960
Xylem
Xylem
Xylem
Xylem
Xylem
Xylem
Xylem
Xylem
Bently Nevada | 3500/61
Schneider | ASP830000
ROSEMOUNT | 3051CD2A22A1AB4E5M5Q4
BENTLY NEVADA | 21508-02-12-10-02
SWEGLOK | SS-810-6
GORTER CONTROLS | 9302004115290
GORTER CONTROLS | 84040438042327
GORTER CONTROLS | 9302004115290
ASCO | 274814-058-D
PALL | HC9021FCT8H
PALL | HC9601FCT13H
PALL | HC8900FKT13H
SCHNEIDER ELECTRIC | 33072
SCHNEIDER ELECTRIC | 33101
MOOG | G771K616A
YAMATAKE (AZBIL CORPORATION) | AVP300-FBD1B-1DYQ
FENWAL | 12-E27121-004-0T(190F)
Foxboro | SRD991-BHFS6EAANR-1V01
MILTON ROY | SRPM002
MILTON ROY | 2980106075
MILTON ROY | 2210896216
MILTON ROY | 2210897216
MILTON ROY | S4080068065
MILTON ROY | SRPM011
MILTON ROY | 2980015075
MILTON ROY | S2210896216
MILTON ROY | S2210897216
MILTON ROY | S4080068065
MILTON ROY | SRPM003
MILTON ROY | 2980013075
MILTON ROY | 2210154016
MILTON ROY | 2210156016
MILTON ROY | S4089998151
MILTON ROY | SRPM003
MILTON ROY | 2980013075
MILTON ROY | 2210154016
MILTON ROY | 2210156016
MILTON ROY | S4089998151
MILTON ROY | SRPM003
MILTON ROY | 2980013075
MILTON ROY | 2210154016
MILTON ROY | 2210156016
MILTON ROY | S4089998151
MILTON ROY | SRPM100
MILTON ROY | 3050976111N
MILTON ROY | H60615
MILTON ROY | H60615
MILTON ROY | S4380051072N
MILTON ROY | 35330
MILTON ROY | SRPM100
MILTON ROY | S60033
MILTON ROY | 3050976111N
MILTON ROY | H60615
MILTON ROY | H60615
MILTON ROY | S4380051072N
MILTON ROY | 35330
MILTON ROY | SRPM100
MILTON ROY | S60033
MILTON ROY | 3050976111N
MILTON ROY | H60615
MILTON ROY | H60615
MILTON ROY | S4380051072N
MILTON ROY | 35330
MILTON ROY | SRPM102
MILTON ROY | H60977
MILTON ROY | 3050976121N
MILTON ROY | H60618
MILTON ROY | H60618
MILTON ROY | S4380051072N
MILTON ROY | 35330
MILTON ROY | SRPM103
MILTON ROY | H60748
MILTON ROY | 3050976091N
MILTON ROY | H60615
MILTON ROY | H60615
MILTON ROY | S4380051072N
MILTON ROY | 35330
MILTON ROY | SRPM045
MILTON ROY | S60033
MILTON ROY | H60923
MILTON ROY | H60921
MILTON ROY | H60921
MILTON ROY | S4380051072N
MILTON ROY | 60048
MILTON ROY | SRPM051
MILTON ROY | S60171
MILTON ROY | H60932
MILTON ROY | H60944
MILTON ROY | H60926
MILTON ROY | S4080068135
MILTON ROY | 60048
MILTON ROY | SRPM080
MILTON ROY | S20319
MILTON ROY | 20325
MILTON ROY
MILTON ROY
MILTON ROY | S4080031020
MILTON ROY | S4080031050
BENTLY NEVADA | 177230-01-01-05
BENTLY NEVADA | 128038-01
Endress+Hauser | PMD75-ABA7FB2FAAA
MOOG | G771K615A
CCS | 642DHE330
Bucher Hydraulics | RKVE-04-Z4
GE Druck | PTX5852-TA-A1-CA-H3
Bently | 21500.00.12.10.02
Bently | 21747-075-01
Bently | 21508-02-12-10-02
MID-WEST Instrument | 120-AA-00-OC-A
Arrow Pneumatics | EK9054-40
Arrow Pneumatics | 9053V-40
Honeywell | STD870-F1AS4AS-1-C-FHD-11S-B-01A7-F1-0000
Bently nevada | 330854-080-24-00
MOOG | G771K200A
MOOG | G771K201A
MOOG | G771K202A
THE BG SERVICE | 25361-03
Crouzet | SP3969-10
ATLAS COPCO | 8102-2601-33
Yokogawa | VJA1-026-AAA0
Yokogawa | VJA1-026-A6A0
Adfweb | HD67221
COPELAND | ZPD72KCE-TFD-130
BENTLY NEVADA | 330525-01
Dresser Rand | 420
Dresser Rand | 700
Dresser Rand | 215C
Dresser Rand | 215D
Dresser Rand | 112
Dresser Rand | 216
BENTLY NEVADA | 330180-90-00
安泰动力 | G03-013B
安泰动力 | 60*3-1
安泰动力 | LG-58-004A
安泰动力 | GB-858-88
安泰动力 | LG-58-036A
安泰动力 | LG-58-100C
安泰动力 | LG-58-034B
安泰动力 | 220V
安泰动力 | RO55 6A-250V
浙江恒大科技电气 | 8KV--6.4KV--HY 1.5W---8/19
浙江恒大科技电气 | HY5WD-13.5/31- 13.5KV---10.5KV
BENTLY NEVADA | 330105-02-12-10-02-00
BENTLY NEVADA | 330101-00-28-10-02-05
BENTLY NEVADA | 330102-00-59-10-02-05
ALFA LAVAL CORPORATE AB/SEPARATOR DIV: | 1762894-82
HOPPECKE | CLASSIC D400 G48/100 BF15
ABB | 1SBP260188R1001
Measurement Specialties | 03560978-000
PCM | 682M57
BENTLY NEVADA | 10798-03
Rosemount | 0185N003J1N0000N0540N1
Rosemount | 0185N003J1N0000N0590N1
Rosemount | 644HWNCQ4
Rosemount | 644HWN1J5Q4
Flender | H2NV105
南汽 | 5NQ150.196
南汽 | 5NQ150.212
南汽 | 5NQ150.314
南汽 | 5NQ150.213
南汽 | 5NQ150.493
南汽 | 5NQ150.407
南汽 | 5NQ150.408
南汽 | 5NQ150.210
METSO | ND9103HNT
BENTLY NEVADA | 31000-30-05-30-018-03-02
GE mulitilin | B30-N03-AKH-F8N-H6H-L8N-N67-SXX-UXX-WXX
CROUSE-HINDS | GHG2380002R0166
BALDOR | IDXM7006
BROOKS | 3750CA6A51DJAAAAA0 + 834M138ZZA
Fisher | 627
Bently Nevada | 330105-02-12-10-02-05
DELTA CONTROLS | RVM22SDC04F30
ITT Neo-Dyn | 122P8-5C6N990
Fisher | GD8800028GR
Fisher | GD88000356G
Fisher | GS0871150EP
Fisher | GP21253.416
Atlas Copco | SCF-6
FANUC | A06B-0246-B400
FLOWSERVE | QBB / QBW
ROSEMOUNT | 3051TG4A2B21KB4E8D4M5P1Q4Q8QTQ15
ROSEMOUNT | 3051CD3A22A1KS2M5E8D4T1P1Q4Q8QT_2X1199DDF60AFF W72DAA9GE
ROSEMOUNT | 3051CD3A22A1KM5E8D4D5P1Q4Q8QTQ15
ROSEMOUNT | 3051CD4A02A1JC1M5K6P1S5Q4Q8
GE Multilin | SR369-HI-R-M-0-0-0-E
METSO | LW8DBA150AACAT- L -B1JAU12/55
Qualitrol | 44666-205
Qualitrol | 213-006-01
Qualitrol | AKM345-00375704
YOKOGAWA | EJX530A-ECS4N-O17EN/KU22/D1/ M15/T07
Qualitrol | 208-003-01
Metso | 250866
FOXBORO | 244LD-SX3R2RNMH1C6-M1N
XUZHOU HUAZHI | XDL-6M
XUZHOU HUAZHI | XHT
XUZHOU HUAZHI | XDH-20
XUZHOU HUAZHI | XHT-5A
Bently nevada | 991-01-XX-01-05
JAQUET | B84112-B-B30
Burgmann | 25-H75N/35-00
Burgmann | 25-H75N/45-00
Burgmann | H75VP7/60-G9
Burgmann | 25-H75N/50-00
Burgmann | M3N-35/L-Q2Q2VFF
Burgmann | M3N-60/L-Q2Q2VGG
Burgmann | M3N-35/L-Q2Q2VGG
METSO | 881600
METSO | H013614
METSO | 1182780
METSO | 1163340
Bently Nevada | 330130-080-02-00
Bently Nevada | 330704-00-52-10-11-00
Bently Nevada | 330701-00-20-10-11-00
Bently Nevada | 74712-06-05-03-00
Burgmann | MG1S5/25-G24
Voith | TCR41347470
Voith | H01042106
Voith | TCR4188931009
Voith | TCR4247147001
Voith | TCR031111050IN
Voith | H01001478
Voith | H01002210
Voith | H01202606
Voith | H01010808
Voith | H01201645
Voith | H01010804
Voith | H01004478
Voith | TCR4192278005
Voith | H01255375
Voith | TCR40140360
Voith | H01035888
Voith | H01076876
Voith | H01002332
Voith | H01029775
Voith | H01063066
Voith | H01026278
Voith | H01048529
Voith | 204.0051851
Voith | TCR03072232
Voith | TCR03072233
Voith | H01252408
Voith | H01037207
Voith | H01076743
Voith | H01001848
Voith | 31600025210
Voith | H01002283
Voith | TCR03210104
Voith | H01265858
Voith | TCR414057400IN
Voith | 31600025310
Voith | TCR03660027
Voith | TCR03660028
Voith | TCR03658042
Voith | TCR42561530
Voith | TCR03658021
Voith | TCR03660080
Voith | TCR03658014
Voith | TCR41717950
Voith | TCR03130052
Voith | TCR03661083
Voith | TCR80725930
Voith | TCR03636408
Voith | TCR03660286
Voith | TCR03656507
Voith | TCR03040246
Voith | TCR03040262
Voith | TCR03656506
Siemens | 6ES7315-2AF03-0AB0
ABB | 1SDA069660R1
BENTLY NEVADA 330101-00-12-10-01-05 | 330101-00-12-10-01-05
BENTLY NEVADA 330101-00-12-10-01-05 | 330171-00-12-50-01-05
BENTLY NEVADA 330101-00-12-10-01-05 | 330180-51-05
XUZHOU HUAZHI | XHT-5
ROSEMOUNT | 2051TG2A2B21AB4D4Q4Q8 Cal.0-2.5 bar
ROSEMOUNT | 2051TG1A2B21AB4D4Q4Q8 Cal.0-1.6 bar
ROSEMOUNT | 2051CD3A02A1AH2B1D4DFQ4Q8 Cal.0-1.5 bar
ROSEMOUNT | 2051CD3A02A1AH2B1D4DFQ4Q8 Cal.0-0.4 bar
ROSEMOUNT | 3051TG2A2B21AS5E8Q4Q8D4M5HR5+R306ET22BA11
常州电站辅机 | SND-Z10-18S FH
Bentley Nevada | 330400-01-05
MOOG | G772K241
ADAMS | ACL 7597
Fisher | 67CFR-239
Metso | ND9103HX
Bentley Nevada | 130539-72
BENTLY NEVADA | 330130-080-00-05
MORIN | 099-00910
FOXBORO | SMI983-I7EAAN / EBZG-JN
CEMP | 8880227205
ABB | ACS800-104-0460-5+E205+Q950
Burgmann | MG920/33-G50
WELLMAN | SS1022
WELLMAN | SS1152
GE | IC9033 F5B6
GE | IC9033 F4A2
GE | IC9033 F4U1
GE | IC9033B4E9
GE | IC9033B4F3
GE | IC9033 F4U2
GE | DS303A1A01EXA003XH
GE | DS303A2A01FXA003XH
GE | DS303A4A01HXA003XT
GE | DS303A5A01JXA003XN
GE | DS303A5A01JXA003XG
GE | IC2800-Y110D4
GE | IC2800-Y110F10
GE | IC2820-A100BB23CJ
GE | IC2820-A100BB23J
GE | IC2820-D300H35
Rosemount | 2051CD2A22A1BS2B4E1M4C1P1Q4Q8A0279
YASKAWA | ETC615460
BRADY | BBP37
Riverhawk Company | MP-0130
Riverhawk Company | HT-0716
MILTON ROY | 2210154016
MILTON ROY | 2980013075
MILTON ROY | 2210156016
UTC/GE | FE130MS
UTC/GE | FE130MD
UTC/GE | FE130ZL
BRUSH | 4354279
GE | CR306F004
GE | IS230PCAAH1B
GE | SEPA36AI0100
BEIJING KERE | KR-939SB3
Megger | BITE 2P
Bently Nevada | 330101-00-12-10-01-05
Bently Nevada | 330171-00-12-50-01-05
Bently Nevada | 330180-51-05
GE FANUC | IC693CHS392
GE FANUC | IC693ACC307
Bettis | VA128252
Bettis | VA126263-002
Bettis | VA136990-007
ABB | V18345-1010421001
Siemens | 6DR5220-0EN30-0AA0
YOKOGAWA | EJA130E-JMS5J-917DB/C1/X2/HE
YOKOGAWA | EJA110E-JMS3J-917DB/C1/X2/HE
Velan | 9315-018-451
Velan | 9315-019-451
Siemens | 7MF4033-1GA10-1AB6
Siemens | 7MF4033-1FA10-1AB6
Siemens | 7MF4033-1EA10-1AB6
GE FANUC | IC752SPL013
Rosemount | 5301HA2S1V4AM00195AAE1M1P1C1Q4Q8N2P2
Rosemount | 3051CD2A22A1BS2M5B4I1P1P8Q4Q8Q15 +1199WDB56AFFW72DAA1GT+1199MDB54AFFW72DAA1GT
Rosemount | 3051CD2A02A1AS5K6M5Q4Q8QT
Ametek | 71785SE
Ametek | 90253VE
Ametek | 72222SE
Ametek | 71715KE
ABB | AX41.0/.5.0.0.0.1.0./STD
QUALITROL | 092-300-03
国产 | TWL-ND
KANEKO SANGYO | MOOU-8-A12PG-TF
Copeland | ZR40K3E-PFJ-522
Copeland | ZR48K3E-TFD-422
Copeland | ZR34K3E-TFD-522
Copeland | ZR61KSE-TFM-522
GE | CL45A300MN
GE | CL25A300TN
GE | CL01AB00TN
GE | RT2H
GE | RT3F
GE | RT3E
GE | RT22J
GE | RT1L
GE | RT2E
GE | RT1V
GE | RT1P
GE | RT1U
GE | GPS1MHAR
GE | GPS1MHAJ
GE | GPS1MHAE
GE | GPS1MHAM
GE | GPS1MHAK
GE | GPS2BHAS
GE | GPS2BHAT
GE | GPS1BHAN
GE | GPS1BHAP
GE | GPS1BHAL
GE | GPS2MHAN
GE | GPS1BHAJ
GE | FEN36MC160JF
GE | FEN36MC100JF
GE | FEN36MC080JF
GE | G102C16
GE | DOC A232/030
GE | G102C10
GE | DOC A232/300
GE | G102C06
GE | G102C32
GE | G102D25
GE | G102C02
GE | G104D50
GE | G104D40
GE | S282UCK16
GE | S282UCK6
GE | S282UCK25
GE | S282UCK10
Fenwal | 12-E27121-004-0T(190F)
APOLLO | SA6700-100APO
SKF | 29328E
SKF | 6228C3
SKF | 6064M
SKF | 7328BCBM
SKF | 6232C3
SKF | 7324BCBM
SKF | 6324
Yokogawa | FLXA21-D-P-D-AB-C1-NN-A-N-LA-N-NN/U/SCT
NUOVO PINONE | RMU09852
GE | 436502
Honeywell | 05701-A-0302
GE | MPA31W16+Mpro27
GE | ST130
GE | CC130
GE | 160BCMC1
GE | MPROMAC
GE | CSWFF
GE | 2WC13PW
GE | MPROAPU
GE | GTUTK20
GE | CK08CE311W 100-250
GE | CL08A300MN
GE | CL09A300MN
GE | CL00A310TN
GE | CL06A300MN
Milton Roy | H60954
Milton Roy | H60955
Yokogawa | EJX430A-EHS4G-817DB/KS21/D3
Yokogawa | EJX430A-EAS4G-817DB/KS21/D3
Yokogawa | EJX110A-EHS4G-817DB/KS21/D3
Yokogawa | EJX110A-EMS4G-817DB/KS21/D3
Yokogawa | EJA110E-JHS4G-717DD/D3
Yokogawa | YTA610-JA1A2DB/KU2
Yokogawa | YTA70-J/KS2
Yokogawa | EJA110E-JMS4G-717DD/D3
Yokogawa | EJA530E-JBS7N-017DL/HAC/D3
ROSEMOUNT | 644HAE5J6XAM5
Atlas Copco | 1629054717
ABB | 1SDA038324R1
WEG | CFW500B04P3T4DB20C2
BENTLY NEVADA | 141530-01
GORTER CONTROLS | 8401003701007
GE | LLA11YY057
Crouzet | 83990129
Crouzet | 79215938
ROSEMOUNT | 3051CG4A22A3AE5DF
ROSEMOUNT | 3051CG5A22A1AE51
United Electric Controls | H122-S164B
YOKOGAWA | EJA110E-JM5J 917DB/A/D3
Hilco | PL718-05-GE
General Electric | CR-306C002
General Electric | CR-306D002
General Electric | CR-306E002
ABB | 3BSE003816R1
ENERPAC | FSH14
ABB | V18345.20.2.0.5.5.1.50.1
METSO | B1JRU12/55
METSO | B1JARU8/25
ABB | V18345.10.2.0.1.2.1.00.1
ROSEMOUNT | 8705THA080C1W0NAG2Q4
HONEYWELL | STD830-E1AS4AS-1-C-CHS-11C-B-21A6-F1
BENTLY NEVADA | CB2W100-032
GE | 16SB1BB3D57SSS2P
GE | 16SB9BB500SSS2P
Siemens | 6DR5210-0EN00-0AA0
sick | 2016708
BENTLY NEVADA | 330881-16-10-110-06-02
Copeland | D8SK2-7000-AWM/D
Emerson | 246781AB
Emerson | 459600602
GE | 750X114005
BENTLY NEVADA | 330425-02-00
BENTLY NEVADA | 16710-20
Consolidated | 2210102
SKF | 6236
SKF | 29436E
SKF | NU 1044 M
SKF | 6311-RS1
BENTLY NEVADA | 330704-000-026-10-11-00
BENTLY NEVADA | 330180-91-00
BENTLY NEVADA | 330180-X1-00, MOD: 145004-19
BENTLY NEVADA | 330180-X1-00, MOD: 145004-10
BENTLY NEVADA | 330780-X1-00, MOD: 148367-21
ELECTRO SWITCH | 78PA07D
WESTFALIA | 0007-2617-830
WESTFALIA | 0007-2487-830
WESTFALIA | 0007-2929-830
WESTFALIA | 0007-2927-830
WESTFALIA | 0007-2862-830
WESTFALIA | 0007-2825-830
WESTFALIA | 0007-3169-750
WESTFALIA | 0007-2941-750
WESTFALIA | 0007-2300-750
WESTFALIA | 0007-2080-830
WESTFALIA | 0007-2170-750
ABB | 1SVR360663R1001
BENTLY NEVADA | 330105-02-12-10-02-CN
GE Fanuc | 8410-NS-PS
GE Fanuc | 8615-FT-4W
GE Fanuc | 8610-FT-NA
CEC | 4-138-0015
Milton Roy | GM0240SP 1MNN
Gutor | OP0280
MOOG | G771K615
ABB | BRI-1621N
ABB | 1SAP240000R0001
Gutor | OM-8190
GD Engineering | 3299-0001-05
MOOG | G771K203A
ITT GOULDS PUMPS | 3910/8LA/6X8-16A
Johnson Controls | 522801001P
Nuovo Pignone | RTO28603
Rosemount | FE31-TT-240603
Rosemount | FE31-TT-310701
Rosemount | FE31-TT-310702A
Rosemount | FE31-TT-820050
Rosemount | FE31-TT-820051
Rosemount | FE31-TT-830202A
Rosemount | FE31-TT-240604
Agilent | DS402
ASCO | 54190017
ITT
METRIX ENGG/FAIRPORT ENGG DIV: | MX 21508-02-12-10-02
PALL | HC9021FDT8H
PALL | HC9601FDT13H
Schneider Electric | SRD991-BHFS6EAANR-1V01
SIEMENS | 50294671
UNISON | 9059155-204
ABB | CP450-T
SCHAEVITZ SENSORS | 03560978-000
Ceag | 2982819
FLOWSERVE | G208161WA2
Bently nevada | 284318-01
ADAMS | ACL7597
AC Controls Company | LA23800
MILTON ROY | 221-0154-016
MILTON ROY | 298-0013-075
MILTON ROY | 221-0156-016
Megger | 246004
Bettis | G2014
Bettis | G2014-SR3
APOLLO | 55000-833
Atlas Copco | 1624184412
Crouzet | SP 3969-10
Crouzet | SP4715
UNITED ELECTRIC CONTROLS | S154B
ENERPAC | FSH-14
ABB | V18345-2020551501
METSO | SO515032007
METSO | SO515032011
NIHON KOSO CO. LTD | V18345-102012100Q
HONEYWELL | STD830-E1AS4AS-1-C-CHE-11C-B-21A6-F
CEMA | 16SB1BB3D57SSS2P
CEMA | 16SB9-BB500SSS2P
Delta-Mobrey | 246781AB
Delta-Mobrey | 459600602
ASHCROFT/DRESSER | 2210102
ELECTRO SWITCH | 24LOR-78PA07LA
Sepur | 0007-2617-830
Sepur | 0007-2487-830
Sepur | 0007-2929-830
Sepur | 0007-2927-830
Sepur | 0007-2862-830
Sepur | 0007-2825-830
Sepur | 0007-3169-750
Sepur | 0007-2941-750
Sepur | 0007-2300-750
Sepur | 0007-2080-830
Sepur | 0007-2170-750
ABB | CP-C.1 24/10.0
ABB | RI-1621N/P-24VDC
ITT(Nanjing)
METRIX ENGG/FAIRPORT ENGG DIV: | 10026-02-12-10-02
Crouzet | SP3969.10
Crouzet | SP 4715
ABB | V18345-1020121001
Important Note: Any reference to the OEM, part number or other OEM information is for the purpose of identification only and does not imply that the part was manufactured by the Original Equipment Manufacturer. All the brands and trademarks in the mails or exchanges or files belong to their own owners and does not mean that we are their authorized partner or dealer. All the information here and in the exchanges is only for reference, we do not assure its accuracy. This email, together with any attachments, is for the exclusive and confidential use of the addressee(s). Any other distribution, use or reproduction without the sender's prior consent is unauthorised and strictly prohibited, if you have received this message in error, please notify the sender by email immediately and delete this message from your computer without making copies. If you are not the intended recipient you must not copy this message or attachment or disclose the contents to any other person. Any questions, pls contact: ycl1227@china-power-contractor.cn