## SJT#1
|  |  |  | LM Package Parts |  |  |  |  | LM Package Parts
Item # | Photo #'s | Color | Location | P/N | S/N | Qty. | Condition | Manufacturer | Name | Additional Info
High Voltage
1 | SJT |  |  | 130C |  | 10 | New | 3M | 10 Boxes of Linerless Rubber Splicing Tape
2 | SJT |  |  | 5665 B-01A |  | 3 | New | 3M | Bus Bar Protectors
3 | SJT |  |  | BBI-5A |  | 87 | New | 3M | Heat Shrinkable Tubing for Bus Bar 5-25kV, 20 feet/box or 1760 linear feet
4 | SJT |  |  | BBI-6A |  | 1 | New | 3M | Heat Shrinkable Tubing for Bus Bar 5-25kV, 50 feet/box
5 | SJT |  |  | HVBT-2-R |  | 1 | New | Raychem | High Voltage Bus Tape, 2" x 25', 4 rolls
6 | SJT |  |  | HVT-82-G |  | 1 | New | Raychem | 5/8 kV, 1/C, Indoor Termination Kit
7 | SJT |  |  | 313A8033P0001 | 1025 | 1 | New | Accumetric Assoc. | GE Ground Detector System Alarm Panel-OEM Accumetric Assoc. Inc.
8 | SJT |  | 5091 | 386A6955P0001 |  | 4 | New | Basin Electric | Heat Shrinkable Tubing, 0
9 | SJT |  | 5090 | 7795 |  | 6 | New | Basin Electric | Bus Boots- 15 kV Light
10 | SJT |  | 5155 | 9 1100 00 101-OH |  | 1 | OHV | Basler Electric | Model SCP 250-G-60, VAR/Power Factor Controller
11 | SJT |  | 5154 | 9 2615 00 101 | 11719 | 1 | New | Basler Electric
12 | SJT |  |  | n |  | 1 | New | Basler Electric | Protective Relays
13 | SJT |  |  | BEI-27/59 | UBR9630-025J/-026J | 2 | New | Basler Electric | Protective Relays
14 | SJT |  |  | BEI-810/U | UBR9630-004L | 1 | New | Basler Electric | Protective Relays
15 | SJT |  |  | DCIM P/N 92745 00101 | 543 | 1 | New | Basler Electric
16 | SJT |  |  |  |  | 2 | New | Basler Electric | Instruction manual & software for DCS-200 (Digital Excitation Control System)
17 | SJT |  |  |  | 6 | 15 | New | Beckwith Electric | Generator Protection-Solid State-60 Hz., 5A., D-0032V020021
18 | SJT |  |  | M3420-AIDE |  | 1 | Used | Beckwith Electric | Generator Protection-Solid State-60 Hz, 5A., D-0032V020021
19 | SJT |  | 6382 | M-3921 | 613 | 1 | New | Beckwith Electric | Field Ground Coupler
20 | SJT |  |  | 1871114 |  | 1 | New | Brush | BRUSH HYLOMAR JOINTING COMP
21 | SJT | Brush #2 |  | 17521592 |  | 2 | New | Brush | Contact Adhesive
22 | SJT | Brush #1 |  | 21127646 |  | 40 | New | Brush | BRUSH SPLIT PIN
23 | SJT |  |  | 01212-307 |  | 32 | New | Brush | Flex Hose
24 | SJT | Brush #2 |  | 21181448 |  | 308 | New | Brush | BRUSH M12 "C" WASHER
25 | SJT |  |  | 21189132 |  | 8 | New | Brush | Disc Spring M8
26 | SJT |  | 6421 | 21189147 |  | 4 | New | Brush | Disc. Spring M10
27 | SJT |  | 6425 | 21189157 |  | 4 | New | Brush | Disc. Spring M12
28 | SJT | Brush #2 |  | 21189267 |  |  | New | Brush | BRUSH M12 DISC SPRING WASHER
29 | SJT |  | 6423 | 21862168 |  | 4 | New | Brush | M8 x16MM HX SCRE
30 | SJT |  | 6424 | 21862209 |  | 4 | New | Brush | M10 x 20MM HX HD SCR
31 | SJT |  | 6419 | 21881268 |  | 4 | New | Brush | M12 Hex Nuts, Grade 8
32 | SJT |  |  | 28239-078 | R6W12030V0 | 28 | New | Brush | Diode R6W12030V0
33 | SJT |  |  | 28239-079 | R6W02030V0 | 7 | New | Brush | Diode R6W02030V0
34 | SJT |  |  | 28239-088 | R6W12033V0 | 3 | New | Brush | Diode R6W12033V0
35 | SJT |  |  | 28239-089 | R6W02033V0 | 3 | New | Brush | Diode R6W02033V0
36 | SJT |  |  | R6002030TJ9414 |  | 2 | New | Brush | Diodes
37 | SJT |  |  | 3116456/52 |  | 19 | New | Brush | Insul Washers
38 | SJT | Brush #1 |  | 312084308 |  | 96 | New | Brush | BRUSH LOCKING PLATE
39 | SJT |  |  | 3122916/01 | OIL/9007024 | 2 | New | Brush | Exc Heater
40 | SJT | Brush #1 | 6427 | 312402403 |  | 40 | New | Brush | BRUSH LOCKING PLATE
41 | SJT |  | 6422 | 312402408 |  | 4 | New | Brush | Lockplate
42 | SJT |  | 6420 | 312486301 |  | 4 | New | Brush | Fuse Diode Link
43 | SJT | Brush #1 |  | 312559801 |  | 6 | New | Brush | BRUSH GASKET
44 | SJT |  |  | 312713701 |  | 2 | New | Brush | Thrust Pad Carrier-07/9007955
45 | SJT |  |  | 312719501 REV D |  | 7 | New | Brush | Temp Probes
46 | SJT | Brush #1 |  | 313012411 |  | 8 | New | Brush | BRUSH GASKET
47 | SJT |  |  | 313039919 |  | 10 | New | Brush | Insul Tube
48 | SJT |  | C1123 | 313521701 |  | 4 | New | Brush | Temp Probes
49 | SJT | Brush #2 |  | 314788501 |  | 308 | New | Brush | BRUSH TUFLOK HEXHD SCREW
50 | SJT |  |  | 315BMT |  | 1 | New | Brush | Glass Fuse
51 | SJT |  |  | 450 SBMT |  | 0 | New | Brush | Glass Fuse
52 | SJT | Brush #1 |  | 317638301 |  | 16 | New | Brush | BRUSH GASKET
53 | SJT | Brush #1 |  | 317658401 |  | 308 | New | Brush | BRUSH INSULATION BUSHING
54 | SJT |  | 6429 | 317726500 |  | 1 | New | Brush | Instructions-Rectifier Spares Drawing
55 | SJT | Brush #1 |  | 318029893 |  | 40 | New | Brush | BRUSH PLASTIGAUGE
56 | SJT |  | 6428 | 318141801 |  | 1 | New | Brush | Contents List-Rectifier Kit Drawing
57 | SJT | Brush #1 |  | 318293301 |  | 16 | New | Brush | BRUSH GASKET
58 | SJT | Brush #1 |  | 318696501 |  | 14 | New | Brush | BRUSH FASTENER KIT CONTENTS LIST
59 | SJT |  |  | 51106790-200 |  | 1 | New | Brush | Rev 1A, Current Input
60 | SJT |  |  | 604883 | 9007024 or 3122916/01 | 2 | New | Brush | Exciter heater
61 | SJT |  |  | 8C05316/Buna |  | 2 | New | Brush | Tubing Fitting Bulkhead
62 | SJT |  |  | 959200700 |  | 5 | New | Brush | Handbook for R10 REFM CD
63 | SJT |  |  | 959200900 |  | 1 | New | Brush | Handbook for Micro AVR CD
64 | SJT |  |  | 959202000 |  | 4 | New | Brush | Handbook for A30 CD
65 | SJT |  |  | 9600293101 |  | 4 | New | Brush | BRUSH DATA CONNECTOR/PIGTAIL Cables
66 | SJT |  |  | 9607087C |  | 1 | New | Brush | Raise and Lower Control Board
67 | SJT |  | C1060 | 960293101 |  | 4 | New | Brush | Socket Cables
68 | SJT |  |  | 961529800 | one that needs repair | 1 | New | Brush | Micro AVR Utility Card
69 | SJT |  |  | 961755400 |  | 3 | New | Brush | BRUSH ASSY EXTENDER CARD
70 | SJT |  |  | 962243400 |  | 2 | New | Brush | Micro AVR Standby Card
71 | SJT |  |  | 962609700 |  | 6 | New | Brush | Com-cable
72 | SJT |  |  | 962609800 |  | 4 | New | Brush | AVR HMI Software CD
73 | SJT | Brush #1 |  | 962615913 |  | 5 | New | Brush
74 | SJT |  | 6369/6393 | 962615914 |  | 9 | New | Brush | Fuse Quickblow, 100mA
75 | SJT |  |  | 962615933 |  | 2 | New | Brush | Bussmann 1/4 amp, #059-0107 Fuses
76 | SJT |  |  | 963076436 |  | 1 | New | Brush | Signal Isolator
77 | SJT |  |  | 963091001 | Q48000841 | 1 | New | Brush | Tested REFM Receiver-Rotor Ground Prismic R10
78 | SJT |  |  | 963146501 | BEJ83762-0101 | 1 | New | Brush | Prismic R10 Rotor Earth Fault Monitor REFM
79 | SJT |  |  | 963171301 | QC48000904/QC48000906 | 3 | New | Brush | Tested REFM Receiver-Rotor Ground Prismic R10
80 | SJT |  |  | 963174801 | QC(T)48 00752 | 1 | New | Brush | Micro AVR Chassis without the four (4) main cards, Tested Micro AVR 24V, 60 Hz.
81 | SJT |  |  | 963194001 | BEL83967/02/10 | 1 | New | Brush | Prismic T10 Power System Stabilizer
82 | SJT |  |  | 963194701 |  | 1 | New | Brush | Hyper Terminal Kit Software
83 | SJT |  |  | 963430701 |  | 1 | New | Brush | Prismic T20 Power System Stabilizer
84 | SJT |  |  | 965011504 |  | 3 | New | Brush
85 | SJT |  |  | 965014355 | QC(T)48 00729 | 1 | New | Brush | Micro AVR Chassis without the four (4) main cards, Assembled and Tested
86 | SJT |  |  | 965014703 |  | 1 | New | Brush | Drawing List-Micro AVR
87 | SJT |  |  | 965014711 |  | 1 | New | Brush | Drawing List A300 AVR
88 | SJT |  |  | 965014720 |  | 2 | New | Brush | Drawing List A30
89 | SJT |  |  | 96501517 |  | 1 | Repaired | Brush | Prismic R10
90 | SJT |  | 5210 | Fiberglass Laminates | 180406556/239C2905G0002/3 | 8 | New | Brush | 8 Sets of 8 pieces each, different thicknesses
91 | SJT |  | 5088 | 70084 |  | 4 | New | GE | Ceramic Isolators
92 | SJT |  | 5300/5301 | 0121C35746-39 | 52064981 | 3 | New | ITI | CT, Ratio 1500:5/5, 60 Hz.
93 | SJT |  | 5282-90 | 140-202 |  | 6 | New | ITI | CT, Ratio 2000:5 A, 50-400 Hz., 600V
94 | SJT |  | 5282-90 | 141-202 | 1314697 | 3 | New | ITI | CT, Ratio 2000:5 A, 50-400 Hz., 600V
95 | SJT |  | 5350-58 | 141-252 | 147443 | 9 | New | ITI | Ratio: 2500:5A, C400, 50-400Hz., 600V, Ins Class 10kV BIL
96 | SJT |  |  | 141-302 |  | 0 | New | ITI | Ratio: 3000:5A, C400, 50-400Hz., 600V, Ins Class 10kV BIL
97 | SJT |  |  | 203-301 |  | 12 | New | ITI | CT's-Current Transformers 330:5A,RF 2.0, 50-400Hz., 10 kV, 600V
98 | SJT |  | 5079 | 765X21G30 |  | 3 | New | ITI | Potential Transformers, Ratio 120:1, Type JVM5 15KV, 60 Hz. With Fuses 9F60BHH905
99 | SJT |  | 5015b | PTG52110-123FF |  | 2 | New | ITI | Instrument Transformer Pri 12,000V, 100:1,110 KV, 60 Hz, .32, 1500 VA
100 | SJT |  | 5015a | PTG52110SD03064FF |  | 2 | New | ITI | Instrument Transformer Pri 11,000V, 110:1, 17.5/38/110 KV, 60 Hz, RVF 1.2, 75 Kv
101 | SJT |  |  | 6271PA7-24-100mVdc |  | 8 | New | Scientific Columbus | DC Isolation Amplifier
102 | SJT |  |  | XL31K5PA7-3-3-SC |  | 1 | New | Scientific Columbus | Watt Transducer 60 Hz.
103 | SJT |  |  |  |  | 1 | New | Scientific Columbus | Exceltronic VAR Transducer, 2 element, 3PH, 3 wire, Delta, 0-1000 VARS, 5A, 120 VAC, 60 Hz.
104 | SJT |  | 6329 | XL31K5PA7-3-12-24-SC-CVR | 382A1425P0001 | 2 | New | Scientific Columbus | Watt Transducer , 0-240 watts, 1A, 120 V, 50 Hz
105 | SJT |  | 6338 | VT110PA7-24 |  | 4 | New | Scientific Columbus | Voltage Transducer, 0-150 VAC, 60 Hz.
106 | SJT |  |  | Q015PA012B |  | 3 | New | ABB | EXLIM Station Arrestors, 15 KV
107 | SJT |  |  | HOSES
108 | SJT | Red | H1081 | 528 |  | 28 | New | Aeroquip/GE
109 | SJT | SS |  | 6068 |  | 7 | New | Aeroquip/GE
110 | SJT | SS |  | 8002 |  | 1 | New | Aeroquip/GE
111 | SJT | Blue |  | 39804 |  | 1 | New | Aeroquip/GE
112 | SJT | SS | C4032 | L45817P04 |  | 22 | New | Aeroquip/GE
113 | SJT | Red | H1098 | 71425 |  | 1 | New | Aeroquip/GE
114 | SJT | Red | H1083 | 74779 |  | 1 | New | Aeroquip/GE
115 | SJT | Black | B3027 | 77454 |  | 2 | New | Aeroquip/GE
116 | SJT | SS | C4038 | 88804 |  | 1 | New | Aeroquip/GE | Lube Oil Supply 7 Drop
117 | SJT | Red | H1085 | 125688 |  | 1 | New | Aeroquip/GE
118 | SJT | SS | C4002 | 207430 |  | 1 | New | Aeroquip/GE
119 | SJT | SS |  | 264987 |  | 5 | New | Aeroquip/GE
120 | SJT | SS | C4053 | 276455 |  | 2 | New | Aeroquip/GE
121 | SJT | Red | H1020 | 277218 |  | 3 | New | Aeroquip/GE
122 | SJT | SS | C4010 | 288056 |  | 2 | New | Aeroquip/GE
123 | SJT | SS | C4011 | 288057 |  | 1 | New | Aeroquip/GE
124 | SJT | SS | SS107 | 288066 |  | 1 | New | Aeroquip/GE | N/A
125 | SJT | SS | SS108 | 288067 |  | 1 | New | Aeroquip/GE | N/A
126 | SJT | SS | C4047 | 293653 |  | 4 | New | Aeroquip/GE | D2 Lube Drain
127 | SJT | SS | C4048 | 293654 |  | 3 | New | Aeroquip/GE
128 | SJT | Blue | V427 | 398005 |  | 2 | New | Aeroquip/GE
129 | SJT | Red | H1025 | 398013 |  | 280 | New | Aeroquip/GE | Typical Instrument Line
130 | SJT | Red | H1022 | 398014 |  | 200 | New | Aeroquip/GE | Turbine Hydraulics
131 | SJT | Red | H1021 | 398016 |  | 200 | New | Aeroquip/GE | Air Supply
132 | SJT | Red | H1027 | 398026 |  | 150 | New | Aeroquip/GE | Turbine Gauge Panel
133 | SJT | Red | H1044 | 398030 |  | 8 | New | Aeroquip/GE
134 | SJT | Red | H1003 | 398032 | 3/4" Hose and 14" long | 64 | New | Aeroquip/GE | Secondary Header (PL100)
135 | SJT | Red | H1002 | 398033 |  | 14 | New | Aeroquip/GE | Secondary Manifold Diesel
136 | SJT | Black | W512 | 398037 |  | 31 | New | Aeroquip/GE | Generator Rundown Tank
137 | SJT | SS |  | 398038 |  | 4 | New | Aeroquip/GE | jacking Pump Suppy
138 | SJT | SS | SS102 | 398039 |  | 2 | New | Aeroquip/GE | Jacking Pump Discharge
139 | SJT | SS |  | 398041 |  | 36 | New | Aeroquip/GE | Jacking Oil Pump Relief
140 | SJT | Black | W506 | 398044 |  | 6 | New | Aeroquip/GE | Manifold Block to Pump
141 | SJT | Blue |  | 398048 |  | 2 | New | Aeroquip/GE | Cooler to Tank
142 | SJT | Blue | V400 | 398054 |  | 3 | New | Aeroquip/GE | Fan Pump Section
143 | SJT | Blue |  | 398057 |  | 1 | New | Aeroquip/GE | Filter Return to Cooler
144 | SJT | Blue | A2069 | 398060 |  | 1 | New | Aeroquip/GE | Manifold Case Drain to Filter
145 | SJT | Blue | A2062 | 398061 |  | 1 | New | Aeroquip/GE | Pump case Relief
146 | SJT | Blue | V402 | 398066 |  | 1 | New | Aeroquip/GE
147 | SJT | Blue | A2061 | 398067 |  | 3 | New | Aeroquip/GE | Charge Pump Outlet to RT
148 | SJT | Black | B3019 | 398068 |  | 2 | New | Aeroquip/GE | Pump Suction
149 | SJT | Blue | A2009 | 398069 |  | 1 | New | Aeroquip/GE | Fan Pump suction
150 | SJT | Blue | A2022 | 398072 |  | 8 | New | Aeroquip/GE | Filter Return to Cooler
151 | SJT | SS | C4036 | 398075 |  | 1 | New | Aeroquip/GE
152 | SJT | SS | C4000 | 398076 |  | 7 | New | Aeroquip/GE | Generator Supply
153 | SJT | SS | C4035 | 398083 |  | 14 | New | Aeroquip/GE | Water Injection Pump Suction
154 | SJT | SS | SS129 | 398085 |  | 1 | New | Aeroquip/GE
155 | SJT | Blue | A2055 | 398087 |  | 4 | New | Aeroquip/GE | Manifold Case Drain to Filter
156 | SJT | Blue | A2032 | 398089 |  | 1 | New | Aeroquip/GE | Aux. Fan Pump to Fan Motor
157 | SJT | Blue | V416 | 398090 |  | 4 | New | Aeroquip/GE
158 | SJT | Blue | A2057 | 398091 |  | 2 | New | Aeroquip/GE | Fan Motor Discharge
159 | SJT | Black | B3004 | 398092 |  | 1 | New | Aeroquip/GE | Return Filter Outlet
160 | SJT | Blue | A2018 | 398092 |  | 1 | New | Aeroquip/GE
161 | SJT | Blue | A2025 | 398096 |  | 1 | New | Aeroquip/GE
162 | SJT | Blue | A2096 | 398099 |  | 3 | New | Aeroquip/GE | Manifold Case Drain to Filter
163 | SJT | Blue | A2019 | 398100 |  | 1 | New | Aeroquip/GE | Return Filter Outlet
164 | SJT | Blue | A2063 | 398103 |  | 2 | New | Aeroquip/GE | Filter Return Outlet
165 | SJT | SS | C4039 | 398110 |  | 3 | New | Aeroquip/GE | Naptha Fuel Pump Suction
166 | SJT | SS | SS128 | 398111 |  | 20 | New | Aeroquip/GE
167 | SJT | Blue | V411 | 398114 |  | 1 | New | Aeroquip/GE
168 | SJT | Blue |  | 398115 |  | 3 | New | Aeroquip/GE | Suction Main GLO Pump Brush
169 | SJT | Blue | A2051 | 398116 |  | 1 | New | Aeroquip/GE
170 | SJT | Blue | A2059 | 398130 |  | 3 | New | Aeroquip/GE | Pump Suction
171 | SJT | Red | H1024 | 398132 |  | 1 | New | Aeroquip/GE
172 | SJT | Black | B3003 | 398134 |  | 3 | New | Aeroquip/GE | Manifold Block to Pump Discharge
173 | SJT | SS | SS125 | 398150 |  | 19 | New | Aeroquip/GE
174 | SJT | Red | H1000/1014 | 398151 |  | 26 | New | Aeroquip/GE | TLO Supply L1
175 | SJT | Red | H1019 | 398154 |  | 2 | New | Aeroquip/GE
176 | SJT | Red | H1028 | 398157 |  | 2 | New | Aeroquip/GE | Starter Supply- minor cut in Fire Wrap
177 | SJT | Red | H1094 | 398163 |  | 1 | New | Aeroquip/GE | Gas Vent
178 | SJT | Black | W514 | 398168 |  | 1 | New | Aeroquip/GE
179 | SJT | SS | C4034 | 398170 |  | 4 | New | Aeroquip/GE | Water Injection Pump Discharge
180 | SJT | Black | B3020 | 398171 |  | 1 | New | Aeroquip/GE | Manifold Block to Pump Discharge
181 | SJT | Blue | A2013 | 398172 |  | 1 | New | Aeroquip/GE | Manifold Case Drain to Filter
182 | SJT | Blue | A2006 | 398173 |  | 2 | New | Aeroquip/GE
183 | SJT | Blue | A2040 | 398178 |  | 1 | New | Aeroquip/GE | Charge Pump Outlet to Return Filter
184 | SJT | Blue | A2016 | 398179 |  |  | New | Aeroquip/GE
185 | SJT | Blue | A2079 | 398182 |  | 1 | New | Aeroquip/GE | Cooler Bypass to Tank
186 | SJT | Blue | A2095 | 398190 |  | 1 | New | Aeroquip/GE
187 | SJT | Blue | A2017 | 398192 |  | 1 | New | Aeroquip/GE
188 | SJT | Blue | A2029 | 398193 |  | 1 | New | Aeroquip/GE
189 | SJT | Blue | A2053 | 398194 |  | 1 | New | Aeroquip/GE
190 | SJT | Blue | A2024 | 398195 |  | 1 | New | Aeroquip/GE
191 | SJT | Blue | A2007 | 398196 |  | 1 | New | Aeroquip/GE
192 | SJT | Black | B3012 | 403681 |  | 2 | New | Aeroquip/GE | Hydraulic Starter Supply
193 | SJT | SS | SS114 | 446660 |  | 1 | New | Aeroquip/GE
194 | SJT | Black | B3006 | 448680 |  | 2 | New | Aeroquip/GE | Hydraulic Pump Discharge
195 | SJT | Blue | A2100 | 448681 |  | 2 | New | Aeroquip/GE
196 | SJT | Black | B3010 | 448682 |  | 1 | New | Aeroquip/GE | Hydraulic Starter Return
197 | SJT | SS | SS126 | 448693 |  | 3 | New | Aeroquip/GE
198 | SJT | SS | SS100 | 448698 |  | 10 | New | Aeroquip/GE | Water Wash Drain
199 | SJT | SS | C4030 | 449638 |  | 8 | New | Aeroquip/GE | A7 Air Connection
200 | SJT | SS | SS121 | 449640 |  | 3 | New | Aeroquip/GE
201 | SJT | SS | C4031 | 449657 |  | 5 | New | Aeroquip/GE | Mechanical Pump Discharge
202 | SJT | Black | B3025 | 451611 |  | 2 | New | Aeroquip/GE | Hyd. Start Supply to Motor
203 | SJT | Blue | A2041 | 451612 |  | 2 | New | Aeroquip/GE | Hyd Start Supply HP
204 | SJT | Red | H1065 | 459384 |  | 2 | New | Aeroquip/GE
205 | SJT | SS | C4042 | 466624 |  | 1 | New | Aeroquip/GE
206 | SJT | Black | B3024 | 480681 |  | 1 | New | Aeroquip/GE | Hydraulic Starter Supply
207 | SJT | Blue | A2101 | 480682 |  | 1 | New | Aeroquip/GE | Hydraulic Starter Return
208 | SJT | SS |  | 481696 |  | 5 | New | Aeroquip/GE
209 | SJT | SS | SS106 | 495636 |  | 1 | New | Aeroquip/GE
210 | SJT | Red | H1096 | 495644 |  | 1 | New | Aeroquip/GE
211 | SJT | SS |  | 499660 |  | 3 | New | Aeroquip/GE
212 | SJT | SS | SS117 | 500620 |  | 2 | New | Aeroquip/GE
213 | SJT | SS |  | 500669 |  | 1 | New | Aeroquip/GE
214 | SJT | SS |  | 500670 |  | 2 | New | Aeroquip/GE
215 | SJT | Blue | A2065 | 516347 |  | 2 | New | Aeroquip/GE | Filter to Thermostat
216 | SJT | Blue | A2070 | 516351 |  | 3 | New | Aeroquip/GE | Cooler to Tank
217 | SJT | SS | C4037 | 516666 |  | 1 | New | Aeroquip/GE | Gen Pump Suction/Discharge
218 | SJT | SS |  | 516667 |  | 4 | New | Aeroquip/GE
219 | SJT | SS | C4029 | 516668 |  | 11 | New | Aeroquip/GE | Gen Pump Discharge
220 | SJT | Red | H1029 | 516668 |  | 1 | New | Aeroquip/GE
221 | SJT | Blue | A2005 | 516675 |  | 4 | New | Aeroquip/GE | Item #17
222 | SJT | Blue | A2080 | 516676 |  | 2 | New | Aeroquip/GE | Pump Case Relief
223 | SJT | Blue | A2008 | 516677 |  | 3 | New | Aeroquip/GE | Item #15
224 | SJT | Blue | A2064 | 516678 |  | 1 | New | Aeroquip/GE | Return Filter Outlet
225 | SJT | Blue | A2048 | 516679 |  | 2 | New | Aeroquip/GE | Return Filter Inlet
226 | SJT | Blue | A2001 | 516680 |  | 6 | New | Aeroquip/GE | Pump Suction
227 | SJT | Black | B3000 | 516681 |  | 2 | New | Aeroquip/GE | Hydraulic Starter Supply
228 | SJT | SS | C4008 | 516682 |  | 2 | New | Aeroquip/GE | Liquid Fuel F-8
229 | SJT | SS | C4007/SS101 | 516683 |  | 3 | New | Aeroquip/GE | Liquid Fuel F-13
230 | SJT | Red | H1016 | 516683 |  | 1 | New | Aeroquip/GE
231 | SJT | Red | H1030 | 516687 |  | 4 | New | Aeroquip/GE | Hydraulic Starter Return
232 | SJT | Red | H1001 | 516688 |  | 6 | New | Aeroquip/GE | Oil Pump Suction L1
233 | SJT | Blue | A2037 | 516690 | J05243 | 4 | New | Aeroquip/GE | Liquid Fuel F9, TP/WP 1980/1320 psi
234 | SJT | Red | H1039 | 516696 |  | 1 | New | Aeroquip/GE
235 | SJT | Red | H1007 | 516697 |  | 2 | New | Aeroquip/GE
236 | SJT | SS |  | 519672 |  | 1 | New | Aeroquip/GE
237 | SJT | Red | H1064 | 527325 |  | 1 | New | Aeroquip/GE
238 | SJT | Blue | A2099 | 527326 |  | 1 | New | Aeroquip/GE | Liquid Fuel
239 | SJT | SS | C4051 | 532661 |  | 2 | New | Aeroquip/GE | Tank Breather
240 | SJT | SS | C4049 | 532662 |  | 2 | New | Aeroquip/GE | Secondary Breather
241 | SJT | SS |  | 551683 |  | 2 | New | Aeroquip/GE
242 | SJT | SS | S314 | 554628 |  | 1 | New | Aeroquip/GE
243 | SJT | Blue | A2091 | 555601 |  | 4 | New | Aeroquip/GE | Turbine Lube Oil
244 | SJT | Blue | A2094 | 555602 |  | 2 | New | Aeroquip/GE | Gen Lube Oil
245 | SJT | Blue | A2089 | 555603 |  | 2 | New | Aeroquip/GE | Water Wash
246 | SJT | Red | H1085 | 568801 |  | 1 | New | Aeroquip/GE
247 | SJT | SS | SS112 | 571900 |  | 1 | New | Aeroquip/GE
248 | SJT | Blue | A2082 | 577309 |  | 8 | New | Aeroquip/GE | Turbine Lube Oil
249 | SJT | Blue | A2011 | 577312 |  | 2 | New | Aeroquip/GE | Hyd Start
250 | SJT | Blue | A2098 | 577314 |  | 3 | New | Aeroquip/GE | Turbine Lube Oil
251 | SJT | Blue | A2093 | 577315 |  | 2 | New | Aeroquip/GE | Turbine Lube Oil
252 | SJT | SS | SS109 | 584692 |  | 1 | New | Aeroquip/GE
253 | SJT | SS | SS117 | 584712 |  | 1 | New | Aeroquip/GE
254 | SJT | Blue | V413 | 584716 |  | 1 | New | Aeroquip/GE
255 | SJT | Black | W510 | 584723 |  | 1 | New | Aeroquip/GE
256 | SJT | SS | SS110 | 671990 |  | 1 | New | Aeroquip/GE
257 | SJT | SS | C4028 | 674472 |  | 4 | New | Aeroquip/GE
258 | SJT | Red | Z205 | 692325 |  | 1 | New | Aeroquip/GE
259 | SJT | Red | Z200 | 692589 |  | 1 | New | Aeroquip/GE
260 | SJT | SS |  | 702087 |  | 5 | New | Aeroquip/GE
261 | SJT | SS | C4043 | 702088 |  | 10 | New | Aeroquip/GE | Thrust Balance Downstream
262 | SJT | SS |  | 702220 |  | 1 | New | Aeroquip/GE
263 | SJT | SS | S317 | 702474 |  | 1 | New | Aeroquip/GE
264 | SJT | Black | W503 | 703123 |  | 1 | New | Aeroquip/GE
265 | SJT | Blue | V415 | 703330 |  | 1 | New | Aeroquip/GE
266 | SJT | SS | C4052 | 705020 |  | 2 | New | Aeroquip/GE
267 | SJT | SS | C4050 | 705022 |  | 2 | New | Aeroquip/GE
268 | SJT | SS | C4044 | 705027 |  | 1 | New | Aeroquip/GE | Single Flange 3"-150#
269 | SJT | SS | SS118 | 705283 |  | 1 | New | Aeroquip/GE
270 | SJT | Blue | V404 | 705284 |  | 1 | New | Aeroquip/GE
271 | SJT | SS | SS124 | 705285 |  | 1 | New | Aeroquip/GE
272 | SJT | SS | SS105 | 705413 |  | 4 | New | Aeroquip/GE
273 | SJT | Red | H1099 | 710279 |  | 3 | New | Aeroquip/GE | GLO Bearing Supply
274 | SJT | Red | H1082 | 713210 |  | 1 | New | Aeroquip/GE | SLO from LO Skid to Frame L3A
275 | SJT | Red | H1052 | 713215 |  | 1 | New | Aeroquip/GE
276 | SJT | Red | H1092 | 713363 |  | 1 | New | Aeroquip/GE
277 | SJT | Red | H1049 | 713364 |  | 1 | New | Aeroquip/GE
278 | SJT | Red | Z206 | 713373 |  | 1 | New | Aeroquip/GE
279 | SJT | Red | H1089 | 713387 |  | 1 | New | Aeroquip/GE
280 | SJT | Black | B3015 | 713542 |  | 2 | New | Aeroquip/GE
281 | SJT | Black | B3016 | 713543 |  | 2 | New | Aeroquip/GE
282 | SJT | Red | H1047 | 714206 |  | 1 | New | Aeroquip/GE
283 | SJT | Blue | A2088 | 714432 |  | 1 | New | Aeroquip/GE | Hydraulic Start Connection
284 | SJT | Black | B3005 | 714432 |  | 1 | New | Aeroquip/GE
285 | SJT | SS | S312 | 714492 |  | 1 | New | Aeroquip/GE
286 | SJT | Black | W507 | 714493 |  | 1 | New | Aeroquip/GE
287 | SJT | Blue | V408 | 714494 |  | 1 | New | Aeroquip/GE
288 | SJT | Blue | V406 | 714495 |  | 1 | New | Aeroquip/GE
289 | SJT | SS | S309 | 714542 |  | 1 | New | Aeroquip/GE
290 | SJT | Red | H1074 | 714664 |  | 1 | New | Aeroquip/GE
291 | SJT | Red | H1048 | 714665 |  | 1 | New | Aeroquip/GE
292 | SJT | Blue | A2083 | 714738 |  | 2 | New | Aeroquip/GE
293 | SJT | Red | H1061 | 718083 |  | 1 | New | Aeroquip/GE | Fuel Pump Suction
294 | SJT | Red | H1062 | 718084 |  | 1 | New | Aeroquip/GE | Liq. Fuel Discharge Flange to B-Nut
295 | SJT | Blue | A2042 | 718272 |  | 2 | New | Aeroquip/GE | Cooler to Tank
296 | SJT | Black | B3007 | 718273 |  | 1 | New | Aeroquip/GE
297 | SJT | Black | B3009 | 718274 |  | 1 | New | Aeroquip/GE | Hyd Start
298 | SJT | Black | B3008 | 718275 |  | 1 | New | Aeroquip/GE | Pump to Hyd Starter Tank
299 | SJT | Blue | A2068 | 718275 |  | 2 | New | Aeroquip/GE | Pump to Hydraulic Starter Tank
300 | SJT | Blue | V410 | 718278 |  | 1 | New | Aeroquip/GE
301 | SJT | Red | H1079 | 718308 |  | 1 | New | Aeroquip/GE
302 | SJT | Blue | V405 | 718324 |  | 1 | New | Aeroquip/GE
303 | SJT | Red | Z209 | 718325 |  | 3 | New | Aeroquip/GE
304 | SJT | SS | S313 | 718326 |  | 1 | New | Aeroquip/GE
305 | SJT |  | W502 | 718327 |  | 1 | New | Aeroquip/GE
306 | SJT | Blue | V407 | 718329 |  | 1 | New | Aeroquip/GE
307 | SJT | SS | C4045 | 718426 |  | 1 | New | Aeroquip/GE | Generator Lube Mech. Pump Inlet
308 | SJT | Black | B3014 | 718468 |  | 1 | New | Aeroquip/GE | Hyd. Start Supply
309 | SJT | Blue | V426 | 720084 |  | 1 | New | Aeroquip/GE
310 | SJT | SS | S304 | 723042 |  | 5 | New | Aeroquip/GE
311 | SJT | Blue | V401 | 723042 |  | 9 | New | Aeroquip/GE | GE Gen
312 | SJT | Black | B3022 | 723043 |  | 2 | New | Aeroquip/GE | Meidensha Brush
313 | SJT | SS | SS113 | 723213 |  | 1 | New | Aeroquip/GE
314 | SJT | SS | C4046 | 723214 |  | 1 | New | Aeroquip/GE
315 | SJT | Black | B3023 | 723348 |  | 4 | New | Aeroquip/GE | Jacking Oil Pump Relief
316 | SJT | Red | H1050 | 724391 |  | 2 | New | Aeroquip/GE
317 | SJT | Red | H1063 | 724732 |  | 1 | New | Aeroquip/GE
318 | SJT | Red | H1095 | 724734 |  | 1 | New | Aeroquip/GE
319 | SJT | Blue | V420 | 724850 |  | 1 | New | Aeroquip/GE
320 | SJT | Blue | V421 | 724951 |  | 1 | New | Aeroquip/GE
321 | SJT | Black | B3017 | 724951 |  | 1 | New | Aeroquip/GE
322 | SJT | Blue | V412 | 724954 |  | 1 | New | Aeroquip/GE
323 | SJT | Blue |  | 724957 |  | 1 | New | Aeroquip/GE
324 | SJT | SS | S305 | 728169 |  | 8 | New | Aeroquip/GE
325 | SJT | Red | Z213 | 728181 |  | 1 | New | Aeroquip/GE
326 | SJT | Red | Z204 | 728245 |  | 2 | New | Aeroquip/GE
327 | SJT | SS | SS104 | 728304 |  | 2 | New | Aeroquip/GE
328 | SJT | SS | SS103 | 728305 |  | 2 | New | Aeroquip/GE
329 | SJT | SS | S302 | 728530 |  | 6 | New | Aeroquip/GE
330 | SJT | SS | SS123 | 728731 |  | 1 | New | Aeroquip/GE
331 | SJT | Black | B3013 | 728771 |  | 1 | New | Aeroquip/GE
332 | SJT | Black | W505/B3018 | 728772 |  | 6 | New | Aeroquip/GE
333 | SJT | Black | W504 | 728773 |  | 2 | New | Aeroquip/GE
334 | SJT | Black | W508 | 728838 |  | 1 | New | Aeroquip/GE
335 | SJT | Blue | A2090 | 728870 |  | 1 | New | Aeroquip/GE | SLO Cooler System
336 | SJT | Blue | V419 | 729203 |  | 1 | New | Aeroquip/GE
337 | SJT | SS | S310 | 731625 |  | 3 | New | Aeroquip/GE
338 | SJT | SS | S306 | 731629 |  | 3 | New | Aeroquip/GE
339 | SJT | SS | SS116 | 735080 |  | 1 | New | Aeroquip/GE
340 | SJT | Red | H1054 | 735080 |  | 1 | New | Aeroquip/GE
341 | SJT | Red | H1053 | 738354 |  | 1 | New | Aeroquip/GE
342 | SJT | Red | H1059 | 738358 |  | 1 | New | Aeroquip/GE
343 | SJT | Red | H1097 | 738365 |  | 1 | New | Aeroquip/GE
344 | SJT | Red | H1057 | 738369 |  | 1 | New | Aeroquip/GE
345 | SJT | Red | H1093 | 738393 |  | 1 | New | Aeroquip/GE
346 | SJT | Blue | V423 | 741494 |  | 3 | New | Aeroquip/GE
347 | SJT | Red |  | 743073 |  | 1 | New | Aeroquip/GE
348 | SJT | Black | W509 | 752289 |  | 2 | New | Aeroquip/GE
349 | SJT | Black | W501 | 752310 |  | 6 | New | Aeroquip/GE
350 | SJT | SS | SS127 | 788057 |  | 1 | New | Aeroquip/GE
351 | SJT | Red | H1032 | 316579 |  | 23 | New | Aeroquip/GE
352 | SJT | SS | SS120 | J04675 |  | 1 | New | Aeroquip/GE
353 | SJT | Blue | A2004 | J04747 |  | 4 | New | Aeroquip/GE | Pump Case Drain to Filter
354 | SJT | Blue | A2014 | J04748 |  | 4 | New | Aeroquip/GE | Bypass Return to Tank
355 | SJT | Blue | A2012 | J04750 |  | 2 | New | Aeroquip/GE | Cooler Outlet Tank
356 | SJT | Blue | A2003 | J04752 |  | 2 | New | Aeroquip/GE | Charger Pump Outlet to Tank
357 | SJT | Blue | A2002 | J04753 |  | 5 | New | Aeroquip/GE | Gear Pump Relief to Tank
358 | SJT | Blue | A2049 | J04754 |  | 5 | New | Aeroquip/GE | Hydraulic Pump Suction From Tank
359 | SJT | Blue | A2000 | J04755 |  | 4 | New | Aeroquip/GE | Fan Pump Suction
360 | SJT | Blue | A2067 | J05197 |  | 2 | New | Aeroquip/GE | Return Filter Outlet
361 | SJT | Black | B3001 | J05200 |  | 2 | New | Aeroquip/GE | Hyd. Starter Supply
362 | SJT | SS | C4001 | J05202 |  | 1 | New | Aeroquip/GE
363 | SJT | Red | H1017 | J05212 |  | 2 | New | Aeroquip/GE
364 | SJT | Red | H1018 | J05213 |  | 1 | New | Aeroquip/GE
365 | SJT | Red | H1033 | J05215 |  | 2 | New | Aeroquip/GE | Hydraulic Start
366 | SJT | Blue | A2056 | J05217 |  | 3 | New | Aeroquip/GE | Pump to Hydraulic Starter Tank
367 | SJT | Blue | A2054 | J05218 |  | 1 | New | Aeroquip/GE | Filter to Thermostat
368 | SJT | Blue | A2092 | J05221 |  | 1 | New | Aeroquip/GE | Thermostat to Cooler
369 | SJT | Blue | A2030 | J05222 |  | 1 | New | Aeroquip/GE | Cooler to Tank
370 | SJT | Red | H1090 | J05225 |  | 2 | New | Aeroquip/GE | Generator Pump Discharge
371 | SJT | Blue | A2015 | J05231 |  | 1 | New | Aeroquip/GE | Return Filter Outlet
372 | SJT | SS | C4004 | J05235 |  | 1 | New | Aeroquip/GE
373 | SJT | SS | C4003 | J05236 |  | 1 | New | Aeroquip/GE
374 | SJT | Red | H1069 | J05241 |  | 1 | New | Aeroquip/GE
375 | SJT | Blue | A2071 | J05256 |  | 1 | New | Aeroquip/GE | Cooler to Tank
376 | SJT | SS | 8027 | No Data |  | 1 | New | Aeroquip/GE | 12" x 1" female 37 degree swivel fittings
377 | SJT | SS | C4005 | No Data |  | 1 | New | Aeroquip/GE | 2"-300# Solid Flange 8 hole
378 | SJT | SS | C4009 | No Data |  | 1 | New | Aeroquip/GE | 2"-300# Elbow with Swivel 8 hole flanges
379 | SJT | SS | C4006 | No Data |  | 3 | New | Aeroquip/GE
380 | SJT | Red | H1010 | No Data |  | 2 | New | Aeroquip/GE
381 | SJT | SS | S300 | No Data |  | 2 | New | Aeroquip/GE
382 | SJT | SS | S301 | No Data |  | 4 | New | Aeroquip/GE
383 | SJT | SS | S307 | No Data |  | 3 | New | Aeroquip/GE
384 | SJT | SS | S316 | No Data |  | 2 | New | Aeroquip/GE
385 | SJT | Red | H1091 | No Data |  | 2 | New | Aeroquip/GE
386 | SJT | Black | B3030 | T112A 3/4 |  | 2 | New | Aeroquip/GE
387 | SJT | Black | B3028 | WK 251 821 704 |  | 4 | New | Aeroquip/GE
388 | SJT |  |  | Enclosure Cables and Sensors
389 | SJT |  | C1017 | 600132-77 | PE106R | 1 | New | J-TECH | SS CABLE
390 | SJT |  | C1059 | 608931-02 | L43361P03/P09 | 1 | New | Ametek or HARCO | CABLE CHIP DETECTOR C,D,E, 30'
391 | SJT |  | C1009 | 608931-03 | L43361P04/P10 | 13 | New | Ametek or HARCO | CABLE CHIP DETECTOR C,D,E, 40'
392 | SJT |  | C1021 | 609500-00 | 25200-002 | 1 | New | Ametek or HARCO | CABLE, E2/2500R
393 | SJT |  | C1050 | 609502-00 | LM2500 | 1 | New | Revere | E4/2500R
394 | SJT |  | C1003 | 609503-00 | E5/2500R | 1 | New | Ametek or HARCO | PI625540, LM2500 E5/2500R, SS CABLE
395 | SJT |  | C1064 | 609506-00 | E11 | 2 | New | Revere | Cable LM2500 E11
396 | SJT |  | C1024 | 609508-00 | E14 | 1 | New | GE | HPC Speed Sensor, 7' or 27', CA3106KE10SL-4S, SS CABLE
397 | SJT |  | C1015 | 609510-00 | E18 | 1 | New | GE/MATRIX | HP Comp Temp, 31' or 35', 8840-53242,MT37G-10065, M83723/95G1006N, SS CABLE
398 | SJT |  | C1063 | 609516-00 | E2/LM2500 & 5000 | 7 | New | AMETEK | E2 SS cable, CA37258-806
399 | SJT |  | C1025 | 609528-00 | E17R/LM5000 | 2 | New | Revere | LM5000 E17R SS CABLES
400 | SJT |  | C1049 | 609531-00 | E20R/LM5000 | 1 | New | Revere | SS CABLE, E20R
401 | SJT |  | C1014 | 609532-00 | E21/LM5000 | 1 | New | GE | 35' SS CABLE, CA3106KE10SL-4S
402 | SJT |  | C1013 | 609536-00 | PE100R/LM5000 | 1 | New | Ametek or HARCO | Cable PE100R LM5000 SS CABLE
403 | SJT |  | C1020 | 609538-00 | PE102R/LM5000 | 1 | New | Ametek or HARCO | Cable LM5000 PE102R
404 | SJT |  | C1056 | 609539-00 | PE105/LM5000 | 1 | New | Ametek or HARCO | SS Cable: Metal Shielded-LM5000 PE105
405 | SJT |  | C1026 | 609540-00 | PE106R/LM5000 | 4 | New | Revere | PE106R, SS CABLES
406 | SJT |  | C1018 | 9224-99 | PE102 | 1 | New | MATRIX | PE102, M83723/86G1005N, SS CABLE
407 | SJT |  | C1019 | 9417-05 | PE102R/LM5000 | 1 | New | MATRIX | PE102R, M83723/86G1005N, SS CABLE
408 | SJT |  | C1011 | 216A3864P0001 | 25600-057-040-T00 | 3 | New | GE | E57A/E57B
409 | SJT |  | C1030 | 25192-007 | 45350-07 | 2 | New | HARCO | Cables
410 | SJT |  | C1103 | 259B2434ABP18 |  | 1 | New | GE | Double End Connectors Cable
411 | SJT |  | C1096 | 336A4937ACG050 |  | 1 | New | GE | Double End Connectors Cable
412 | SJT |  | C1092 | 336A4937EFG150 |  | 6 | New | GE | Double End Connectors Cable
413 | SJT |  | C1112 | 336A4937EAG010 |  | 4 | New | GE | Double End Connectors Cable
414 | SJT |  | C1111 | 336A4937EDG060 |  | 3 | New | GE | Double End Connectors Cable
415 | SJT |  | C1109 | 336A4937EDG120 |  | 4 | New | GE | POWER CABLE
416 | SJT |  | C1110 | 336A4937EEG065 |  | 2 | New | GE | Double End Connectors Cable
417 | SJT |  | C1108 | 336A4937EEG100 |  | 17 | New | GE | Double End Connectors Cable
418 | SJT |  | C1113 | 336A4937EFG072 |  | 2 | New | GE | Double End Connectors Cable
419 | SJT |  | C1114 | 336A4937EJG180 |  | 6 | New | GE | POWER CABLE
420 | SJT |  | C1118 | 336A4940DTP3BK |  | 5 | New | GE | Cables
421 | SJT |  | C1116 | 336A4940DTP3RD |  | 5 | New | GE | Cables
422 | SJT |  | C1119 | 336A4940DTP5BK |  | 3 | New | GE | Cables
423 | SJT |  | C1117 | 336A4940DTP5RD |  | 3 | New | GE | Cables
424 | SJT |  | C1120 | 336A4940DTP7BK |  | 4 | New | GE | Cables
425 | SJT |  | C1115 | 336A4940DTP7RD |  | 4 | New | GE | Cables
426 | SJT |  | C1010 | 377A8013P0001/8EH2AEF1 | 25200-036-040-T36 | 1 | New | HARCO | E36A, E36B, E38
427 | SJT |  | C1033 | 377A8013P0001 | 25200-036-050-T36 | 1 | New | HARCO | E36A, E36B, E38
428 | SJT |  | C1040 | 377A8014P0001 | 25200-044-050-T36 | 1 | New | HARCO | LM2500 CABLE
429 | SJT |  | C1053 | 377A8015P0001 | 25200-045-050-T36 | 1 | New | HARCO | LM2500+, ES45
430 | SJT |  | C1023 | 382A6540P0001/216A3600P0001 | 25200-003-020-T36 | 5 | New | HARCO | MFR 00060, E3, E4, E5, E6, E11, E18, E3C, E4C, E5C, E6C, E18C, 20 ft long, LO RTD's LM2500/6000
431 | SJT |  | C1055 | 382A6600P0001 | 25200-041-030-T36 | 2 | New | GE | CABLE, E14/E15, 8EH2AEN1, SPEED CABLE LM2500 PT
432 | SJT |  | C1022 | 382A6602P0001/8EH2HAK1 | 25200-041-020-T36 | 4 | New | GE | E41, E42, E43, E44, E45 CABLE
433 | SJT |  | C1083 | 382A6603P0001 | 25200-021-025-T36 | 4 | New | GE | Cables
434 | SJT |  | C1007 | 382A6604P0001 | 25200-030-025-T36 | 2 | New | HARCO | Cables, E30, E30A, E30B LM2500 T3 Off Engine 25' long
435 | SJT |  | C1038 | 382A6627P0001 | 25600-019-015-T36 | 1 | New | HARCO | CABLE, E19
436 | SJT |  | C1084 | 382A6628P0001 |  | 5 | New | GE | Cables, E46/E47
437 | SJT |  | C1086 | 382A6646P0001 |  | 2 | New | GE | Cables
438 | SJT |  | C1046 | 382A6646P0001 | 25200-040-015-T36 | 1 | New | HARCO | MFR 00060, E40
439 | SJT |  | C1036 | 386A3646P0001 | 25200-A13-085-T00 | 1 | New | GE | Cable, E13
440 | SJT |  | C1004 |  | 25500-015/E15 | 1 | New | HARCO | LM5000 CABLE, T44
441 | SJT |  | C1045 |  | 25600-099 | 2 | New | HARCO | LM6000 CABLE
442 | SJT |  | C1089 | 97424 | 25600-A12-012-T00 | 4 | New | HARCO | LM6000 CABLE
443 | SJT |  | C1012 | 8EH1AAM1 |  | 3 | New | Ametek or HARCO | Cable, Chip Detector-LM1600/L44179P01
444 | SJT |  | C1062 | 8EH15AAA1, MOD A | E12 PATCH CABLE | 1 | New | Ametek or HARCO | E12 PATCH CABLE
445 | SJT |  | C1124 | 8EH28AAE1 | 608934-4036 | 2 | New | Ametek or HARCO | E10, E11, 40', LM6000
446 | SJT |  | C1028 | 8EH2AEJ1 | E1 | 2 | New | Ametek or HARCO | Vib Pickup
447 | SJT |  | C1031 | 8EH2AEN1 | E14/E15 | 2 | New | Ametek or HARCO | Cable E14 & E15, 50', Speed PT LM2500
448 | SJT |  | C1057 | 8EH2AEP1 | 25200-030-055-T36 | 1 | New | Ametek or HARCO | E30,E30A, E30B, T3 LM2500 off engine
449 | SJT |  | C1047 | 8EH2AEU1 | 25200-046-040-T36 | 2 | New | Ametek or HARCO | Cable-E46-E47 4 Pin Connector
450 | SJT |  | C1037 | 8EH2AKC1 | 25200-044-040-T36 | 1 | New | Ametek or HARCO | CABLE, ES44
451 | SJT |  | C1052 | 8EH2AKD1 | 25200-045-040-T36 | 1 | New | Ametek or HARCO | CABLE
452 | SJT |  | C1006 | 8EH2AKG1 | 25200-024-040-T36 | 1 | New | Ametek or HARCO | E24, E25, E26, E27, E28
453 | SJT |  | C1035 | 8EH2DHA1 | 25600-040-040-T36 | 2 | New | Ametek or HARCO | E 40, L44706, STAGING VALVES (RH)
454 | SJT |  | C1041 | 8EH2DHB1 | 25600-041-040-T36 | 2 | New | Ametek or HARCO | STAGING VALVE LEFT HARNESS, 40' LM6000
455 | SJT |  | C1005 | 8EH2DHC1 | E48 | 4 | New | Ametek or HARCO | CDP BLEED VALVE HARNESS, 40', LM6000
456 | SJT |  | C1032 | 8EH2DJH1 | L34160P07 (SS) | 1 | New | Ametek or HARCO | Cable E36, KIT ONE BLACK AND ONE SS CABLE, 61218-UA-1310-01
457 | SJT |  | C1065 | 8EH2HAK1 |  | 1 | New | Ametek or HARCO | MAGNETIC CHIP DETECTOR CABLE, E41, E42, E43, E44, E45
458 | SJT |  | C1087 | 8EH2HAL1 |  | 2 | New | Ametek or HARCO | AMETEK VSV TORQUE MOTOR CABLE
459 | SJT |  |  | L43014P05 (25600-001/009) | 608214-04/8EH28AAA1 | 5 | New | GE | LM5000/LM6000 T25 RTD Cable, 50', ES1/ES2/ES9
460 | SJT |  |  | L43356P11 (25600-008) | 608926-04 | 2 | New | GE | LM6000 IGV,LVDT, XN2 Cable Right, 50', ES8
461 | SJT |  |  | L43357P11 (25600-007) | 608927-04 | 3 | New | GE | LM6000 IGV,LVDT, XN2 Cable Left, 50', ES7
462 | SJT |  |  | L43358P10 (25600-005) | 608928-03 | 7 | New | GE | LM6000 VBV, VSV, Torque Cable, 40', ES5/ES6
463 | SJT |  |  | L43359P11 | 608929-04 | 2 | New | GE | LM6000 Cable Temp Liquid Manifold, 50'
464 | SJT |  | 05/11 | L43360P11 (25600-012) | 608930-04 | 3 | New | GE | LM6000 Cable Chip Det A, B Com, 50', ES12
465 | SJT |  | 03/09 | L43361P09 (25600-013) | 608931-02 | 17 | New | GE | LM6000 Cable Chip Det C, D, E Com, 30', ES13
466 | SJT |  |  | L43363P11 | 608933-04 | 2 | New | GE | LM6000 Cable Temp Lube RTD D & E Sumps, 50'
467 | SJT |  |  | L43364P11 (25600-010/011) | 608934-04 | 3 | New | GE | LM6000 Cable Speed GG, 50', ES10/ES11
468 | SJT |  | 04/10 | L43365P10 | 608935-03 | 5 | New | GE | LM6000 Cable Speed Low Pressure Turbine, 40'
469 | SJT |  |  | L43367P10 | 608937-03 | 4 | New | GE | LM6000 Cable EGT T/C Lower, 40'
470 | SJT |  |  | L43368P10 | 608938-03 | 3 | New | GE | LM6000 Cable EGT T/C Lower, 40'
471 | SJT |  |  | L43370P11 | 608920-04 | 1 | New | GE | LM6000 VBV, VSV, LVDT Cable- Left Side, 50'
472 | SJT |  |  | L44705P06 |  | 6 | New | GE
473 | SJT |  |  | L44706P06 |  | 2 | New | GE
474 | SJT |  | 18/24 | L47045P25 | 609975-11 | 1 | New | GE | LM6000 Accel Cable, 60'
475 | SJT |  |  | L47319P05 |  | 3 | New | GE
476 | SJT |  |  | L47320P05 |  | 1 | New | GE
477 | SJT |  | C1076 | T25-TC | E17R | 1 | New | Ametek or HARCO | Cable: Metal Shielded-T25 TC
478 | SJT |  | C1088 | E32 |  | 1 | New | Ametek or HARCO | cable
479 | SJT |  | C1102 | E63 |  | 1 | New | Ametek or HARCO | cable
480 | SJT |  | C1051 | E64 |  | 1 | New | Ametek or HARCO | cable, CA3106KE20-275
481 | SJT |  | C1048 | E7 | 25200-007 | 1 | New | Ametek or HARCO | SS CABLE, CA3106HR10SL-4S
482 | SJT |  | C1066 | E9 | 25200-009 | 1 | New | Ametek or HARCO | SS CABLE, CA3106KE12S-3S, E9
483 | SJT |  | C1121 | W1009-1 |  | 1 | New | Ametek or HARCO | Computer One into two
484 | SJT |  | C1122 | W1009-2 |  | 1 | New | Ametek or HARCO | Computer Cable
485 | SJT |  | C1082 | GA09P/GA09S |  | 3 | New | GE | CCS2CA0017/18/10, Quick Disconnects
486 | SJT |  | C1054 | L1941A33G700 | 25502-033 | 1 | New | GE | PT Speed Cable PE105
487 | SJT |  | C1058 | L1941A37G700 | 25502-037 | 1 | New | GE | VSC Water Wash Solenoid Cable
488 | SJT |  | C1001 | L1941A40G700 | 9723-28 | 6 | New | Matrix | SS CABLES,CA24-62741V, M83723/95G100GN
489 | SJT |  | C1001 | L1941A40G700 |  | 1 | New | GE | SS CABLES
490 | SJT |  | C1027 | L611388-02 |  | 8 | New | GE | 20' ARMORED CHROMEL CABLE
491 | SJT |  | C1043 | L611388-01 |  | 7 | New | GE | 20' ARMORED ALUMEL CABLE
492 | SJT |  | C1034 | L611388-00 | 97424 | 3 | New | GE | 20' ARMORED CABLE
493 | SJT |  | C1091 | RCO 47399 |  | 1 | New | GE | Thermocouple Assy E-2
494 | SJT |  | C1090 | RCO 47401 |  | 2 | New | GE | Thermocouple Assy E-21
495 | SJT |  | C1099 | RJ4503L5STPBTRD | 3' LONG | 24 | New | GE | Double Ended 9 pin Connectors
496 | SJT |  | C1100 | RJ4505L5STPBTRD | 5' LONG | 11 | New | GE | Double Ended 9 pin Connectors
497 | SJT |  | C1093 | RJ 4515 L5TPBTYL |  | 5 | New |  | cable
498 | SJT |  | C1094 | RJ-L54PSTD-25GR |  | 2 | New | GE | Cable-Fiber Optic
499 | SJT |  | C1077 | T20P-Male-PM |  | 1 | New | CCS | 7 Terminal Plug Socket
500 | SJT |  | C1101 | T30S-FEM-PM |  | 1 | New | GE | Quick Disconnects
501 | SJT |  | C1039 | T31S/T31P |  | 1 | New | GE | Quick Disconnects
502 | SJT |  | C1085 | T31CH-ATEX | 382A9297P0001 | 1 | New | GE | Quick Disconnects
503 | SJT |  | C1080 | T31P-MALE PM |  | 1 | New | GE | Quick Disconnects
504 | SJT |  | C1081 | T32P-MALE PM |  | 1 | New | GE | Quick Disconnects
505 | SJT |  | C1079 | T33P-MALE PM |  | 1 | New | GE | Quick Disconnects
506 | SJT |  | C1061 | TC04S-FEM-PM |  | 1 | New | GE | Quick Disconnects
507 | SJT |  | C1075 | Converter/Detector |  | 2 | New | SumitomoYamatake-Honeywell | Cable (Converter & Detector)
508 | SJT |  |  | Spools of Cables
509 | SJT |  |  | 3 groups of 2 C/Shielded Pairs | ~75 m long, 386A3655P0001 | 7 | New | Habia Cable | Package Spools of wire at different length based on different numbers of conductors, ~75 m
510 | SJT |  |  | 2 groups of 2 C/Shielded Pairs | ~75 m long, 386A3655P0001 | 3 | New | Habia Cable | Package Spools of wire at different length based on different numbers of conductors, ~75 m
511 | SJT |  |  | 4 groups of 3 C/Shielded Pairs | ~75 m long, 386A3655P0001 | 3 | New | Habia Cable | Package Spools of wire at different length based on different numbers of conductors, ~75 m
512 | SJT |  |  | 4 groups of 2 C/Shielded Pairs | ~75 m long, 386A3655P0001 | 2 | New | Habia Cable | Package Spools of wire at different length based on different numbers of conductors, ~75 m
513 | SJT |  |  | 2 groups of 3 C/Shielded Pairs | ~75 m long, 386A3655P0001 | 1 | New | Habia Cable | Package Spools of wire at different length based on different numbers of conductors, ~75 m
514 | SJT |  |  | Atkomatic/Circle Seal Valves
515 | SJT |  | 3012 | 1102 |  | 1 | New | Atkomatic Valve | 1/4" DI H20, 100 psi Diff., 5000 psi, 115/60 Hz
516 | SJT |  | 3008 | 15830-1061D |  | 1 | New | Atkomatic Valve | Air, 115/60, 120 psi Diff.,1500 psi, 3/4"
517 | SJT |  | 3015 | 31820-832 |  | 2 | New | Circle Seal | 24 VDC, N2/N204 Vapors, 0-50 psi,Diff., 3000 psi
518 | SJT |  | 3011 | 31830-1057A |  | 2 | New | Circle Seal | Gas, 700 psi Oper., 3000 psi., 24 VDC (1), 3/4", (1) 125 VDC
519 | SJT |  | 3013 | 31830-X | 513247 | 1 | New | Atkomatic Valve | Instrument Air, 0-30 psi Diff., 3000 psi, 3/4", 24 VDC Coil
520 | SJT |  | 3006 | 31840-1058X | AND16 | 1 | New | Circle Seal | Size 1", #2 Diesel, Op Press 0-1200 psi, Coil # 62216-8, 125VDC
521 | SJT |  | 3007 | 31840-XAND | 529417 (AND16) | 1 | New | Atkomatic Valve | #2 Diesel Fuel, 24 VDC, 1", 1400psi, 3000 psi
522 | SJT |  | 3014 | 31840-1598A |  | 1 | New | Circle Seal | #2 Diesel Fuel, 24 VDC, 1", 1200psi, 3000 psi, NC
523 | SJT |  | 3001 | 32800-1060A |  | 5 | New | Circle Seal | #2 Diesel Fuel ,18 VDC, 1/4", 1-1200 diff.,3000 psi
524 | SJT |  | 3004 | 32810-867 | 524264 | 5 | New | Circle Seal | #2 Diesel Fuel, 18 VDC, 3/8", 0-1500 oper., 3000 psi
525 | SJT |  | 3005 | 32810-867 | 528164 | 10 | New | Atkomatic Valve | #2 Diesel Fuel, 18 VDC, 3/8", 0-1500 oper., 3000 psi
526 | SJT |  | 3009 | 32830-002PHAA1E |  | 1 | New | Atkomatic Valve | Gas, 3/4",NO, 500 psi OP,Coil 62216-2, 24 VDC
527 | SJT |  | 3010 | 32830-002PKAA1E |  | 1 | New | Atkomatic Valve | Gas, 3/4",NO, 1250 psi OP,Coil 62216-2, 24 VDC
528 | SJT |  | 3002 | 41861-002 AFIC |  | 7 | New | Circle Seal | Size: 1 1/2", Gas, Operational Press 750psi, Rated 2500 psi, Coil 62216-2, 24 VDC
529 | SJT |  | 3015 | KX3EPEP6U |  | 1 | New | Gould | 1", 10-250 psi DI H2O, 24 VDC
530 | SJT |  | 3016 | KX3V24U |  | 1 | New | Gould | 3/4", Air, 5-150 psi, 24 VDC
531 | SJT |  |  | Vibration
532 | SJT |  |  | B/N 7200 Series
533 | SJT |  |  | BA500-00-96-10-02 |  | 1 | New | Bentley Nevada | Probe
534 | SJT |  |  | 2788-204 |  | 4 | New | Bentley Nevada | Extension Cables
535 | SJT |  |  | 4454-132 |  | 2 | New | Bentley Nevada | Extension Cables
536 | SJT |  |  | 16699 |  | 1 | New | Bentley Nevada | Velocity Seismoprobe
537 | SJT |  |  | 102046-50 |  | 7 | New | Bentley Nevada | 7200 Proximitor
538 | SJT |  |  | 18745-03/-01 |  | 7 | New | Bentley Nevada | 7200 Proximitor
539 | SJT |  |  | 18745-04/-02 |  | 12 | New | Bentley Nevada | 7200 Proximitor
540 | SJT |  |  | 19004-02-12-24-02 |  | 2 | New | Bentley Nevada | Probes
541 | SJT |  | 5274 | 21000-00-00-00-085-03-02 | I can configure any combo needed | 1 | New | Bentley Nevada | Probes-missing tip
542 | SJT |  | 5276 | 21000-05-05-00-085-03-02 | of the 21000 probe series | 10 | New | Bentley Nevada | Relative Probes
543 | SJT |  | 5277 | 21000-11-05-00-085-00-02 | I can configure any combo needed | 7 | New | Bentley Nevada | Relative Probes
544 | SJT |  | 5278/5232 | 21000-28-05-00-085-03-02 | of the 21000 probe series | 2 | New | Bentley Nevada | Probes
545 | SJT |  | 5231 | 21000-28-05-00-083-03-02 | I can configure any combo needed | 3 | New | Bentley Nevada | Probe
546 | SJT |  | 5125 | 21000-28-05-30-028-03-02 | of the 21000 probe series | 2 | New | Bentley Nevada | Probes
547 | SJT |  | 5275 | 21000-28-05-45-020-03-02 | I can configure any combo needed | 1 | New | Bentley Nevada | Probes
548 | SJT |  | 5125 | 21000-28-05-30-028-03-02 | of the 21000 probe series | 3 | New | Bentley Nevada | Probes
549 | SJT |  |  | 21000-28-05-50-050-03-02 | I can configure any combo needed | 4 | New | Bentley Nevada | BENTLY PROBE
550 | SJT |  |  | 21500-00-08-10-02 |  | 1 | New | Bentley Nevada | BENTLY PROBE
551 | SJT |  |  | 21500-00-20-05-02 |  | 5 | New | Bentley Nevada | BENTLY PROBE
552 | SJT |  |  | 21500-00-20-10-02 |  | 1 | New | Bentley Nevada | BENTLY PROBE
553 | SJT |  |  | 21502-03 |  | 1 | New | Bentley Nevada | BENTLY PROBE
554 | SJT |  |  | 21502-04 |  | 1 | New | Bentley Nevada | BENTLY PROBE
555 | SJT |  |  | 21502-10 |  | 2 | New | Bentley Nevada | BENTLY PROBE
556 | SJT |  |  | 21504-00-12-05-02 |  | 2 | New | Bentley Nevada | BENTLY PROBE
557 | SJT |  |  | 21504-00-16-10-02 |  | 1 | New | Bentley Nevada | BENTLY PROBE
558 | SJT |  |  | 21504-00-20-05-02 |  | 2 | New | Bentley Nevada | BENTLY PROBE
559 | SJT |  |  | 21504-00-32-10-02 |  | 1 | New | Bentley Nevada | BENTLY PROBE
560 | SJT |  |  | 21504-000-040-05-02 |  | 1 | New | Bentley Nevada | Extension Cables
561 | SJT |  |  | 21505-00-36-05-02 |  | 4 | New | Bentley Nevada | BENTLY PROBE
562 | SJT |  |  | 21508-02-12-05-02 |  | 18 | New | Bentley Nevada | BENTLY PROBE
563 | SJT |  |  | 21508-02-12-10-02 |  | 13 | New | Bentley Nevada | BENTLY PROBE
564 | SJT |  |  | 21747-040-00 |  | 4 | New | Bentley Nevada | Extension Cables
565 | SJT |  |  | 21747-045-00 |  | 3 | New | Bentley Nevada | Cables 5m
566 | SJT |  |  | 21747-045-01 |  | 14 | New | Bentley Nevada | Cables 5m
567 | SJT |  |  | 21747-070-01 |  | 12 | New | Bentley Nevada | BENTLY ARMORED CABLE
568 | SJT |  |  | 21747-085-00 |  | 7 | New | Bentley Nevada | Extension Cables
569 | SJT |  |  | 21747-085-01 | (4)-085, (1) -080 | 5 | New | Bentley Nevada | BENTLY ARMORED CABLE
570 |  |  |  | 20133-02 |  | 1 | New | Bentley Nevada | Probes
571 | SJT |  |  | 24134-01 |  | 3 | New | Bentley Nevada | Probes
572 | SJT |  |  | 26362-25 |  | 5 | New | Bentley Nevada | Cables
573 | SJT |  |  | 3106-300 | 200 mV/mil | 1 | New | Bentley Nevada | Proximitor
574 | SJT |  |  | 30000-00-12-36-02 |  | 1 | New | Bentley Nevada | Probes
575 | SJT |  |  | 30000-00-15-36-02 |  | 1 | New | Bentley Nevada | Probes
576 | SJT |  |  | 30000-00-20-36-02 |  | 2 | New | Bentley Nevada | Probes
577 | SJT |  |  | 30000-00-32-36-02 |  | 1 | New | Bentley Nevada | Probes
578 | SJT |  |  | 30000-00-33-30-02 |  | 1 | New | Bentley Nevada | Probes
579 | SJT |  |  | 30004-02-12-18-02 |  | 4 | New | Bentley Nevada | Probes
580 | SJT |  | 5117 | 31000-11-05-00-240-03-02 | I can configure any combo needed | 4 | New | Bentley Nevada | BENTLY PROBE
581 | SJT |  |  | 31000-16-10-00-120-03-02 | of the 31000 probe series | 3 | New | Bentley Nevada | Probes
582 | SJT |  |  | 31000-28-05-00-062-03-02 | I can configure any combo needed | 1 | New | Bentley Nevada | BENTLY PROBE
583 | SJT |  |  | 31000-33-10-00-120-03-02 | of the 31000 probe series | 1 | New | Bentley Nevada | Probes
584 | SJT |  |  | 72200-04-xx-xx-03-xx-15 |  | 1 | New | Bentley Nevada | Kit72130-02,45971-01
585 | SJT |  |  | 72200-xx-xx-xx-03-xx-15 | TA601443 | 1 | New | Bentley Nevada | Mod #154378-01
586 | SJT |  | 1306 | 72200-xx-xx-xx-03-xx-15 | TA601450 | 1 | New | Bentley Nevada | Mod #154614-01
587 | SJT |  |  | 72382-03-03-00 |  | 26 | New | Bentley Nevada | BENTLY HOUSING BOX
588 | SJT |  |  | 77772-01-00-00 |  | 26 | New | Bentley Nevada | Interface Modules-Blue Boxes
589 | SJT |  |  | B/N 3300 Series
590 | SJT |  |  | 3300/01 |  | 6 | New | Bentley Nevada | 3300 SYSTEM MONITOR
591 | SJT |  |  | 3300/03 |  | 21 | New | Bentley Nevada | 3300 SYSTEM MONITOR
592 | SJT |  |  | 3300/05-23 | 8 Card Slots | 20 | New | Bentley Nevada | 3300 Complete Chassis
593 | SJT |  |  | 3300/05-24 | 10 Card Slots | 2 | New | Bentley Nevada | 3300 Complete Chassis
594 | SJT |  |  | 3300/05-25 | 12 Card Slots | 2 | New | Bentley Nevada | 3300 Complete Chassis
595 | SJT |  |  | 3300/05-26 | 14 Card Slots | 5 | New | Bentley Nevada | 3300 Complete Chassis
596 | SJT |  |  | 3300/10-01-02 | in racks | 8 | New | Bentley Nevada | AC Power Supply, P/N PWA 78422-01K
597 | SJT |  |  | 3300/12 | in racks | 13 | New | Bentley Nevada | 3300 AC POWER SUPPLY
598 | SJT |  |  | 3300/14 |  | 7 | New | Bentley Nevada | DC Power Supplies 3300/14-01-20-01
599 | SJT |  |  | 3300/15 |  | 9 | Used | Bentley Nevada | 3300 Dual Vibration Monitor
600 | SJT |  |  | 3300/16-02/03/04/11/12/13 | can be configured anyway | 116 | New | Bentley Nevada | Dual Vibration XY/Gap Monitor
601 | SJT |  |  | 3300/20-01/-02/-03/-12 | can be configured anyway | 21 | New | Bentley Nevada | 3300-Dual Thrust Monitor
602 | SJT |  |  | 3300/25 | can be configured anyway | 18 | New | Bentley Nevada | 3300-Dual Accel Monitor
603 | SJT |  |  | 3300/26 | can be configured anyway | 1 | New | Bentley Nevada | Dual Accel Input RMS Monitor
604 | SJT |  |  | 3300/30 | can be configured anyway | 4 | New | Bentley Nevada | TC Temp Monitor-6 Channel
605 | SJT |  |  | 3300/35 | can be configured anyway | 5 | New | Bentley Nevada | RTD Temp Monitor-6 Channel
606 | SJT |  |  | 3300/36-02-11/-04-12 | can be configured anyway | 3 | New | Bentley Nevada | Vib. Dual Channel Temp. Monitors
607 | SJT |  |  | 3300/40-03-01 | can be configured anyway | 1 | New | Bentley Nevada | Eccentricity Monitor Card
608 | SJT |  |  | 3300/45-03-01 | can be configured anyway | 1 | New | Bentley Nevada | Dual Differential Expansion
609 | SJT |  |  | 3300/47-xx-xx | can be configured anyway | 3 | New | Bentley Nevada | Complementary Input Monitors
610 | SJT |  |  | 3300/48-03-02 (-xx-xx) | can be configured anyway | 2 | New | Bentley Nevada | Case Expansion Monitor
611 | SJT |  |  | 3300/50-02-01 | can be configured anyway | 4 | New | Bentley Nevada | 3300-Tachometer Monitor
612 | SJT |  |  | 3300/55-01/03/04 | can be configured anyway | 16 | New | Bentley Nevada | 3300 DUAL VELOCITY MONITOR
613 | SJT |  |  | 3300/61-03-01 | can be configured anyway | 1 | Used | Bentley Nevada | Dual Vector Monitor
614 | SJT |  |  | 3300/65-02/03 | can be configured anyway | 19 | Used | Bentley Nevada | 3300-Radial Vib Dual Probe Monitors
615 | SJT |  |  | 3300/90 | can be configured anyway | 2 | Used | Bentley Nevada | Multi-Channel Diagnostics Monitors
616 | SJT |  |  | 3300/95 | can be configured anyway | 23 | New | Bentley Nevada | 3300 FILTER MODULE VIB MONITOR
617 | SJT |  |  | 79592-01C |  | 1 | New | Bentley Nevada | Motherboard for 6 slot Chassis
618 | SJT |  |  | 81544-01 |  | 6 | New | Bentley Nevada | 3300 Signal Input Card-No Relays
619 | SJT |  |  | 81545-01 |  | 10 | New | Bentley Nevada | 3300 Signal Input/RelayCard, Dual Epoxy Relays
620 | SJT |  |  | 81546-01 |  | 38 | New | Bentley Nevada | 3300 Signal Input/RelayCard, Dual Hermetrically Sealed Relays
621 | SJT |  |  | 84137-01 | #5 | 1 | New | Bentley Nevada | Transducer I/O & Record Terminal
622 | SJT |  |  | 84149-01 | #3 | 1 | New | Bentley Nevada | Transducer I/O & Record Terminal
623 | SJT |  |  | 84152-01 |  | 10 | New | Bentley Nevada | 3300 Signal Input/RelayCard, Quad Relays
624 | SJT |  |  | 84661-15 |  | 2 | New | Bentley Nevada | Cables
625 | SJT |  |  | 86045-01 |  | 18 | New | Bentley Nevada | 3300/95 Aero GT Front Panels
626 | SJT |  |  | 86055-01 |  | 29 | New | Bentley Nevada | 3300-Card Filter Mod Signal Input
627 | SJT |  |  | 86517-01 | -01-01-01-01 | 1 | New | Bentley Nevada | Dynamic Presure Module
628 | SJT |  |  | 86925-01 |  | 18 | New | Bentley Nevada | 3300/95 Vibration Card
629 | SJT |  |  | 87367-01 |  | 18 | New | Bentley Nevada | 3300/95 Filter Card
630 | SJT |  |  | 87367-02 |  | 1 | New | Bentley Nevada | BENTLY VIBRATION MODULE
631 | SJT |  |  | 87830-01 |  | 16 | New | Bentley Nevada | Motherboards for 8 Slot Chassises
632 | SJT |  |  | 87860-01 |  | 2 | New | Bentley Nevada | Motherboards for 14 Slot Chassises
633 | SJT |  |  | 88984-01 |  | 2 | New | Bentley Nevada | BARRIER Earthing System
634 | SJT |  |  | 89007-01 |  | 24 | New | Bentley Nevada | 3300-Card Alarm Relay Outputs
635 | SJT |  |  | 985110-0012 |  | 1 | New | Bentley Nevada | BENTLY DETECTOR, VIBRATION, SHAFT, NONDRIVE
636 | SJT |  | 6466 | CC3241-00-80 |  | 14 | New | Bentley Nevada | Side Slide Mounts
637 | SJT
638 | SJT |  |  | Proximitors, Probes, & Cables
639 | SJT |  |  | 330100-90-00 |  | 23 | New | Bentley Nevada | 3300-8mm Prox.-5m System
640 | SJT |  |  | 330101-00-08-10-02-05 | 3/8-24 UNF thread without armor | 1 | New | Bentley Nevada | Probes
641 | SJT |  |  | 330101-00-12-05-02-05 | 3/8-24 UNF thread without armor | 1 | New | Bentley Nevada | Probes
642 | SJT |  |  | 330101-00-12-10-12-05 | 3/8-24 UNF thread without armor | 3 | New | Bentley Nevada | Probes
643 | SJT |  |  | 330101-00-12-50-12-05 | 3/8-24 UNF thread without armor | 3 | New | Bentley Nevada | Probes
644 | SJT |  |  | 330101-00-20-05-02-05 | 3/8-24 UNF thread without armor | 1 | New | Bentley Nevada | Probes
645 | SJT |  |  | 330101-00-25-10-12-05 | 3/8-24 UNF thread without armor | 3 | New | Bentley Nevada | Probes
646 | SJT |  |  | 330101-00-25-50-12-05 | 3/8-24 UNF thread without armor | 3 | New | Bentley Nevada | Probes
647 | SJT |  |  | 330101-00-27-10-12-05 | 3/8-24 UNF thread without armor | 2 | New | Bentley Nevada | Probes
648 | SJT |  |  | 330101-00-27-50-12-05 | 3/8-24 UNF thread without armor | 2 | New | Bentley Nevada | Probes
649 | SJT |  |  | 330101-00-28-05-12-05 | 3/8-24 UNF thread without armor | 2 | New | Bentley Nevada | Probes
650 | SJT |  |  | 330101-00-28-10-02-05 | 3/8-24 UNF thread without armor | 12 | New | Bentley Nevada | Probes
651 | SJT |  |  | 330101-00-30-05-02-00 | 3/8-24 UNF thread without armor | 2 | New | Bentley Nevada | Probes
652 | SJT |  |  | 330101-00-30-10-12-05 | 3/8-24 UNF thread without armor | 8 | New | Bentley Nevada | Probes
653 | SJT |  |  | 330101-00-30-50-12-05 | 3/8-24 UNF thread without armor | 1 | New | Bentley Nevada | Probes
654 | SJT |  |  | 330101-00-32-05-02-05 | 3/8-24 UNF thread without armor | 1 | New | Bentley Nevada | Probes
655 | SJT |  |  | 330101-00-50-10-12-05 | 3/8-24 UNF thread without armor | 2 | New | Bentley Nevada | Probes
656 | SJT |  |  | 330101-00-50-50-12-05 | 3/8-24 UNF thread without armor | 2 | New | Bentley Nevada | Probes
657 | SJT |  |  | 330101-00-60-10-02-05 | 3/8-24 UNF thread without armor | 4 | New | Bentley Nevada | Probes
| SJT |  |  | 330101-00-88-10-02-00 | 3/8-24 UNF thread without armor | 3 | New | Bentley Nevada | Probes
658 | SJT |  |  | 330101-00-96-05-02-00 | 3/8-24 UNF thread without armor | 13 | New | Bentley Nevada | Probes
659 | SJT |  |  | 330101-00-96-05-02-03 | 3/8-24 UNF thread without armor | 1 | New | Bentley Nevada | Probes
660 | SJT |  |  | 330101-04-16-10-02-05 | 3/8-24 UNF thread without armor | 1 | New | Bentley Nevada | Probes
661 | SJT |  |  | 330102-00-20-05-02-05 | 3/8-24 UNF thread with armor | 1 | New | Bentley Nevada | Probes
662 | SJT |  |  | 330102-00-20-20-02-05 | 3/8-24 UNF thread with armor | 1 | New | Bentley Nevada | Probes
663 | SJT |  |  | 330102-00-28-10-02-00 | 3/8-24 UNF thread with armor | 2 | New | Bentley Nevada | Probes
664 | SJT |  |  | 330102-00-30-10-02-00 | 3/8-24 UNF thread with armor | 1 | New | Bentley Nevada | Probes
665 | SJT |  |  | 330102-00-48-05-02-05 | 3/8-24 UNF thread with armor | 22 | New | Bentley Nevada | Probes/Sensors
666 | SJT |  |  | 330103-00-25-05-02-00 | M10x1 Thread without Armor | 1 | New | Bentley Nevada | Probes/Sensors
667 | SJT |  | 109E3763P300 | 330105-02-12-05-02-05 | Reverse Mount 3/8-24 UNF without armor | 7 | New | Bentley Nevada | Probes/Sensors, 109E3763P300
668 | SJT |  |  | 330105-02-12-10-02-00 | Reverse Mount 3/8-24 UNF without armor | 11 | New | Bentley Nevada | Probes/Sensors
669 | SJT |  |  | 330105-02-12-10-12-05 | Reverse Mount 3/8-24 UNF without armor | 4 | New | Bentley Nevada | Probes/Sensors
670 | SJT |  |  | 330106-05-30-10-02-00 | M10x1 thread without armor | 2 | New | Bentley Nevada | Probes/Sensors
671 | SJT |  |  | 330130-030-00-05 | Solar P/N 190816-30 | 7 | New | Bentley Nevada | Extension Cables
672 | SJT |  |  | 330130-035-00-05 |  | 4 | New | Bentley Nevada | Extension Cables
673 | SJT |  |  | 330130-040-00-00 |  | 9 | New | Bentley Nevada | Extension Cables
674 | SJT |  |  | 330130-040-01-00 |  | 1 | New | Bentley Nevada | Extension Cables
675 | SJT |  |  | 330130-040-00-05 |  | 4 | New | Bentley Nevada | Extension Cables
676 | SJT |  |  | 330130-040-10-05 |  | 2 | New | Bentley Nevada | Extension Cables
677 | SJT |  |  | 330130-045-00-00 |  | 8 | New | Bentley Nevada | Extension Cables
678 | SJT |  |  | 330130-045-00-03 |  | 4 | New | Bentley Nevada | Extension Cables
679 | SJT |  |  | 330130-045-00-05 |  | 3 | New | Bentley Nevada | Extension Cables
680 | SJT |  |  | 330130-045-01-05 | J02507 | 16 | New | Bentley Nevada | Extension Cables
681 | SJT |  |  | 330130-045-02-05 |  | 2 | New | Bentley Nevada | Extension Cables
682 | SJT |  |  | 330130-045-12-05 |  | 5 | New | Bentley Nevada | Extension Cables
683 | SJT |  |  | 330130-070-00-05 | Solar P/N 190816-70 | 30 | New | Bentley Nevada | Extension Cables
684 | SJT |  |  | 330130-075-02-05 | with connector protectors | 8 | New | Bentley Nevada | Extension Cables
685 | SJT |  |  | 330130-080-00-05 |  | 11 | New | Bentley Nevada | Extension Cables
686 | SJT |  |  | 330130-080-12-00 | FluidLoc with CP (6)-00, (18)-05 | 24 | New | Bentley Nevada | Extension Cables
687 | SJT |  |  | 330130-080-02-05 | with connector protectors | 48 | New | Bentley Nevada | Extension Cables
688 | SJT |  |  | 330130-080-03-05 | armored with connector protectors | 10 | New | Bentley Nevada | Extension Cables
689 | SJT |  |  | 330130-085-00-00 |  | 2 | New | Bentley Nevada | Extension Cables
690 | SJT |  |  | 330130-085-11-05 | Armored FluidLoc with CP | 1 | New | Bentley Nevada | Extension Cables
691 | SJT |  |  | 330130-085-00-05 |  | 27 | New | Bentley Nevada | Extension Cables
692 | SJT |  |  | 330180-X0-00/05 | (3)-X0-05, (12) -X0-00 | 15 | New | Bentley Nevada | Prox. Sensor 3500 5/8mm
693 | SJT |  |  | 330180-X1-05 |  | 2 | New | Bentley Nevada | Prox. Sensor 3500 5/8mm
694 | SJT |  |  | 330180-50-00 | (3)-00 | 3 | New | Bentley Nevada | Prox. Sensor 3500 5/8mm
695 | SJT |  |  | 330180-51-05 | (8)-00 & (21)-05 | 29 | New | Bentley Nevada | Prox. Sensor 3500 5/8mm
696 | SJT |  |  | 330180-91-05 | (14)-05 and (12)-00 | 26 | New | Bentley Nevada | Prox. Sensor 3500 5/8mm
697 | SJT |  |  | 330180-91-00 |  | 60 | New | Bentley Nevada | Prox. Sensor 3500 5/8mm
698 | SJT |  |  | 330390-065-01-00 |  | 3 | New | Bentley Nevada | Extension Cables
699 | SJT |  |  | 330400-01 | 1/4"-28 | 15 | New | Bentley Nevada | VIBRATION PICKUP
700 | SJT |  |  | 330425-01 | 1/4"-28 | 8 | New | Bentley Nevada | VIBRATION PICKUP
701 | SJT |  |  | 330400-02 | M8x1 | 1 | New | Bentley Nevada | Sensor
702 | SJT |  |  | 330500-01 |  | 5 | New | Bentley Nevada | Sensor
703 | SJT |  |  | 330500-04-01 |  | 1 | New | Bentley Nevada | Sensor
704 | SJT |  |  | 330525-01 |  | 9 | New | Bentley Nevada | Sensor
705 | SJT |  |  | 330780-50-05 |  | 1 | New | Bentley Nevada | PROXIMITOR
706 | SJT |  |  | 330780-90-00 |  | 1 | New | Bentley Nevada | PROXIMITOR
707 | SJT |  |  | 330854-040-24-05 |  | 2 | New | Bentley Nevada | Probes, 25 mm
708 | SJT |  |  | 330800-16-00-085-00-02 |  | 1 | New | Bentley Nevada | Probes
709 | SJT |  | 5281 | 330800-28-45-020-03-02 | 382A9385P0001 | 1 | New | Bentley Nevada | Probes
710 | SJT |  |  | 330880-16-40-037-03-02 |  | 2 | New | Bentley Nevada | Probes
711 | SJT |  |  | 330900-50-00 |  | 4 | New | Bentley Nevada | 3300-8mm Prox.-9m System
712 | SJT |  |  | 330901-00-10-10-02-00 | 1/4"x28 | 5 | New | Bentley Nevada | Probes
713 | SJT |  |  | 330901-00-40-05-02-00 | 1/4"x28 | 5 | New | Bentley Nevada | Probes
714 | SJT |  |  | 330901-00-90-05-02-00 | 1/4"x28 | 10 | New | Bentley Nevada | Probes
715 | SJT |  |  | 330905-00-25-05-02-00 |  | 6 | New | Bentley Nevada | Probes
716 | SJT |  |  | 330930-040-03-00 |  | 4 | New | Bentley Nevada | Extension Cables
717 | SJT |  |  | 330930-045-00-05 |  | 5 | New | Bentley Nevada | Extension Cables
718 | SJT |  |  | 330930-060-03-05 |  | 4 | New | Bentley Nevada | Extension Cables
719 | SJT |  |  | 330930-065-01-00 |  | 1 | New | Bentley Nevada | Extension Cables
720 | SJT |  |  | 330930-040-00-00 |  | 6 | New | Bentley Nevada | Extension Cables
721 | SJT |  |  | 330980-50-05 | (1)-05 & (1)-00 | 2 | New | Bentley Nevada | PROXIMITOR
722 | SJT |  |  | 330980-51-00/05 | (2)-05, (4)-00 | 6 | New | Bentley Nevada | PROXIMITOR
723 | SJT |  |  | 330980-70-05 |  | 10 | New | Bentley Nevada | PROXIMITOR
724 | SJT |  |  | 330980-71-05 |  | 18 | New | Bentley Nevada | PROXIMITOR
725 | SJT |  |  | 330980-72-05 |  | 2 | New | Bentley Nevada | PROXIMITOR
726 | SJT |  |  | 330980-X0-05 |  | 1 | New | Bentley Nevada | PROXIMITOR
727 | SJT |  |  | 990-04-70-01-00 |  | 3 | New | Bentley Nevada | PROXIMITOR 3300
728 | SJT |  |  | 991-25-70-01-00 |  | 3 | New | Bentley Nevada | Thrust Transmitter 3300
729 | SJT |  |  | 350500-00-00-00-01-01 |  | 1 | New | Bentley Nevada | Low Pass Freq.
730 | SJT |  |  | 350900-237 |  | 1 | New | Bentley Nevada | Vib Pickup
731 | SJT |  |  | 333300-01 |  | 2 | New | Bentley Nevada | 3500 Low Voltage DC Power Supply PIM
732 | SJT |  |  | 34007-01 |  | 1 | New | Bentley Nevada | 3300
733 | SJT |  |  | 3100/01-10 |  | 4 | New | Bentley Nevada | Probes
734 | SJT |  |  | ? |  | 9 | New | Bentley Nevada | 3300-Probes
735 | SJT |  |  | 101703-01 |  | 14 | New | Bentley Nevada | Panel Blanks-136386-01, 80098-01
736 | SJT |  |  | 101771-01 |  | 2 | New | Bentley Nevada | Rear Power Supply I/O Panels
737 | SJT |  |  | 101879-01 |  | 5 | New | Bentley Nevada | Daughter Boards
738 | SJT |  |  | 108576-01 |  | 2 | New | Bentley Nevada | BENTLY COUPLER
739 | SJT |  |  | BN Misc. Cables
740 | SJT |  |  | 106765-07 |  | 2 | New | Bentley Nevada | Cables
741 | SJT |  |  | 106765-10 |  | 4 | New | Bentley Nevada | Cables
742 | SJT |  |  | 127-073-12 |  | 3 | New | Bentley Nevada | Cables
743 | SJT |  |  | 128031 |  | 32 | New | Bentley Nevada | Cover Plates
744 | SJT |  |  | 128725 |  | 32 | New | Bentley Nevada | Cover Plates
745 | SJT |  |  | 129525-0005-02 |  | 30 | New | Bentley Nevada | 3500 Transducer (XDCR) Signal to Ext Term Block Cable
746 | SJT |  |  | 129525-0010-02 |  | 7 | New | Bentley Nevada | 3500 Transducer (XDCR) Signal to Ext Term Block Cable
747 | SJT |  |  | 129529-0010-02 |  | 1 | New | Bentley Nevada | 3500 Recorder Output to Recorder Ext Term Block Cable
748 | SJT |  |  | 129530-0010-02 |  | 3 | New | Bentley Nevada | 3500/25 Keyphasor Signal (KPH) to External Term. Block Cable
749 | SJT |  |  | 130118-0010-02 |  | 1 | New | Bentley Nevada | Cable
750 | SJT |  |  | 130419-0025-02 |  | 4 | New | Bentley Nevada | Cables
751 | SJT |  |  | 130539-10 |  | 2 | New | Bentley Nevada | Cables
752 | SJT |  |  | 130733-01 |  | 4 | New | Bentley Nevada | BENTLY SIGNAL INPUT MODULE
753 | SJT |  |  | 131178-01 |  | 15 | New | Bentley Nevada | Cables-3500/20
754 | SJT |  |  | 133E8226G004 |  | 1 | New | Bentley Nevada | BENTLY PROBE 235D
755 | SJT |  |  | 135101-0010-02 |  | 1 | New | Bentley Nevada | Cables
756 | SJT |  |  | 138131-010 |  | 2 | New | Bentley Nevada | Cables
757 | SJT |  |  | 140120-01 |  | 1 | New | Bentley Nevada | 3300-Card
758 | SJT |  |  | 14847-03 |  | 1 | New | Bentley Nevada | BENTLY CABLE
759 | SJT |  |  | 14847-20 |  | 1 | New | Bentley Nevada | BENTLY CABLE
760 | SJT |  | 5012 | 148654-01 |  | 1 | New | Bentley Nevada | CTC RS Power Station Monitor,PMI-5E1-XD3
761 | SJT |  | 5226 | 159547-01 | TC900440041596-xx | 1 | New | Bentley Nevada
762 | SJT |  |  | 16710-30 |  | 2 | New | Bentley Nevada | BENTLY ARMORED CABLE
763 | SJT |  |  | 172115-01A | 07L018R5 | 1 | New | Bentley Nevada | 3500/65 External Euro Terminal Block
764 | SJT |  |  | 350900-XXX | G09C02SA | 1 | New | Bentley Nevada | HTVAS VIBRATION PICKUP
765 | SJT |  |  | 37439-01 |  | 8 | New | Bentley Nevada | BENTLY VIBRATION PICKUP
766 | SJT |  |  | 45575-01 |  | 1 | New | Bentley Nevada | Accel Interface
767 | SJT |  |  | 45606-01 | PC30010 | 9 | OHV | Bentley Nevada | RPS(L), S/N PC30013, PC30028, RA900901, RA900903, RB80811, RD801814, RD801830
768 | SJT |  |  | 47633 |  | 10 | New | Bentley Nevada | Velocity Transducers
769 | SJT |  |  | 501-57096 26530-05-10 |  | 3 | New | Bentley Nevada | Vibration Probes
770 | SJT |  |  | VGA Display Cable | EVNPS05-0020-MM | 4 | New | Bentley Nevada | 3500/94 VGA Display Module VGA Video Ext Cable, 20'
771 | SJT |  | 5000 Series | B/N 3500 Series
772 | SJT |  | 5001 | 3500/05 | -01-02-00-00-00 | 1 | New | Bentley Nevada | 3500 Complete 1/2 Rack
773 | SJT |  | 5001 | 3500/05 | -02-04-00-00-00 | 14 | New | Bentley Nevada | 3500 Complete Racks
774 | SJT |  |  | 3500/15 LVDC | 133292-01 | 1 | New | Bentley Nevada | 3500/15 LVDC Power Supply Module
775 | SJT |  | 5002 | 3500/15 VAC | 127610-01 | 21 | New | Bentley Nevada | 3500/15 AC Power Supply Module
776 | SJT |  |  | 3500/15 | 129486-1H | 2 | New | Bentley Nevada | 3500/15 HVDC Power Supply
777 | SJT |  |  | 3500/15 PIM I/O | 129478-01 | 2 | New | Bentley Nevada | 3500/15 High Voltage DC PIM
778 | SJT |  | 5003 | 3500/15 PIM I/O | 125840-01 | 2 | New | Bentley Nevada | 3500/15 High Voltage AC PIM
779 | SJT |  | 5004 | 3500/15 PIM I/O | 125840-02 | 16 | New | Bentley Nevada | 3500/15 Low Voltage AC PIM, Fused
780 | SJT |  | 5005 | 3500/15 PIM I/O LVDC | 133300-01 | 4 | New | Bentley Nevada | 3500/15 Low Voltage DC PIM
781 | SJT |  | 5006 | 3500/20 | 125744-02 | 14 | New | Bentley Nevada | 3500/20 Rack Interface Module
782 | SJT |  | 5007 | 3500/20 I/O | 125760-01 | 17 | New | Bentley Nevada | 3500/20 Data Manager I/O Module
783 | SJT |  | 5008 | 3500/20 I/O | 125768-01 | 7 | New | Bentley Nevada | 3500/20 RIM I/O Module with RS-232/RS-422 Interface
784 | SJT |  | 5009 | 3500/20 I/O | 135031-01 | 2 | New | Bentley Nevada | 3500/20 RIM I/O Module with Modem Interface
785 | SJT |  | 5010 | 3500/22M | 138607-01 | 16 | New | Bentley Nevada | 3500/22M Transient Data Interface
786 | SJT |  | 5011 | 3500/22M | 288055-01 | 2 | New | Bentley Nevada | 3500/22M Transient Data Interface
787 | SJT |  | 5012 | 3500/22M I/O | 146031-01 | 11 | New | Bentley Nevada | 3500/22 Transient Data I/O Cards
788 | SJT |  | 5013 | 3500/22M I/O | 146031-02 | 4 | New | Bentley Nevada | 3500/22 Transient Data I/O Cards
789 | SJT |  | 5014 | 3500/25 | 125792-01 | 5 | New | Bentley Nevada | 3500/25 Keyphasor Module
790 | SJT |  | 5015 | 3500/25 | 149369-01 | 8 | New | Bentley Nevada | 3500/25 Keyphasor Module
791 | SJT |  | 5016 | 3500/25 I/O | 126648-01 | 4 | New | Bentley Nevada | 3500/25 Non-Iso External Term. Keyphasor I/O Module
792 | SJT |  | 5017 | 3500/25 I/O | 126648-02 | 6 | New | Bentley Nevada | 3500/25 Iso External Term. Key Phasor I/O Module
793 | SJT |  | 5018 | 3500/25 I/O | 125800-01 | 9 | New | Bentley Nevada | 3500/25 Non-Iso Internal Term.Keyphasor I/O Module
794 | SJT |  | 5019 | 3500/25 I/O | 126648-01 | 6 | New | Bentley Nevada | 3500/25 Non-Iso External Term. Keyphasor I/O Module
795 | SJT |  | 5021 | 3500/32 | 125712-01 | 6 | New | Bentley Nevada | 3500/32 4 Channel Relay Module
796 | SJT |  | 5022 | 3500/32M | 149986-01 | 2 | New | Bentley Nevada | 3500/32 4 Channel Relay Module
797 | SJT |  | 5022 | 3500/32M | 149986-02 | 2 | New | Bentley Nevada | 3500/32 4 Channel Relay Module
798 | SJT |  | 5023 | 3500/32 I/O | 125720-01 | 13 | New | Bentley Nevada | 3500 4 Chan Relay I/O
799 | SJT |  | 5024 | 3500/33 | 149986-01 | 6 | New | Bentley Nevada | 3500/33 16 Channel Relay Module
800 | SJT |  | 5025 | 3500/33 I/O | 149992-01 | 5 | New | Bentley Nevada | 3500/33 16 Chan Relay I/O
801 | SJT |  | 5026 | 3500/40M | 176449-01 | 4 | New | Bentley Nevada | 3500/40M Proximitor Monitor
802 | SJT |  | 5027 | 3500/40M | 140734-01 | 14 | New | Bentley Nevada | 3500/40M Proximitor Monitor
803 | SJT |  | 5028 | 3500/40M I/O | 125680-01 | 12 | New | Bentley Nevada | 3500/40M Prox. I/O Module with Internal Term.
804 | SJT |  | 5029 | 3500/40M I/O | 126615-01 | 3 | New | Bentley Nevada | 3500/40M Prox.I/O Module with External Term.
805 | SJT |  | 5030 | 3500/40M I/O | 135489-04 | 2 | New | Bentley Nevada | 3500/40M I/O Modules with Internal Barriers (Internal Term.)
806 | SJT |  | 5031 | 3500/42M | 176449-02 | 19 | New | Bentley Nevada | 3500/42M Proximitor Seismic Monitor
807 | SJT |  | 5032 | 3500/42M | 140734-02 | 8 | New | Bentley Nevada | 3500/42M Proximitor Seismic Monitor
808 | SJT |  | 5033 | 3500/42M I/O | 128229-01 | 18 | New | Bentley Nevada | 3500/42M Prox/Seis I/O Module with Internal Term.
809 |  |  |  | 3500/42M I/O | 138708-01 | 2 | New | Bentley Nevada | 3500/42M Shaft Absolute Modules-900
810 | SJT |  | 5034 | 3500/42M/44M/70/72 I/O | 140471-01 | 24 | New | Bentley Nevada | 3500/42M Prox/Velom I/O Module Internal Term.
811 | SJT |  | 5035 | 3500/42M/44M I/O | 140482-01 | 3 | New | Bentley Nevada | 3500/42M/44M Prox/Velom I/O Module with External Term.
812 | SJT |  | 5036 | 3500/42 I/O | 128240-01 | 2 | New | Bentley Nevada | 3500/42M Prox/Seis I/O Module
813 | SJT |  | 5038 | 3500/44M | 140734-03 | 14 | New | Bentley Nevada | 3500/44M Aero GT Vibration Monitor
814 | SJT |  |  | 3500/44M I/O (-01) | 126599-01 | 1 | New | Bentley Nevada | 3500/44M Discrete I/O Module Internal Term
815 | SJT |  | 5039 | 3500/44M I/O (-02) | 126623-01 | 10 | New | Bentley Nevada | 3500/44M Discrete I/O Module External Term
816 | SJT |  | 5040 | 3500/44M I/O (-03) | 126640-01 | 9 | New | Bentley Nevada | 3500/44M TMR I/O Module with External Term.
817 | SJT |  | 5041 | 3500/45 | 140072-04 | 1 | New | Bentley Nevada | 3500/45 Position Monitors
818 | SJT |  | 5042 | 3500/45 | 176449-04 | 4 | New | Bentley Nevada | 3500/45 Position Monitors
819 | SJT |  | 5043 | 3500/45 I/O | 135137-01 | 4 | New | Bentley Nevada | 3500/45 I/O Position Monitor
820 | SJT |  |  | 3500/45 I/O | 139554-01 | 1 | New | Bentley Nevada | 3500/45 I/O Position Monitor
821 | SJT |  | 5044 | 3500/50 | 133388-02 | 2 | New | Bentley Nevada | 3500/50 Tachometer Module
822 | SJT |  | 5045 | 3500/50 I/O | 133434-01 | 2 | New | Bentley Nevada | 3500/50 I/O Tachometer Module
823 | SJT |  | 5046 | 3500/50 I/O | 133442-01 | 1 | New | Bentley Nevada | 3500/50 I/O Tachometer Module
824 | SJT |  | 5047 | 3500/60 | 163179-01 | 1 | New | Bentley Nevada | 3500/60 Temperature Module
825 | SJT |  | 5048 | 3500/60 I/O | 133819-01 | 6 | New | Bentley Nevada | 3500/60 RTD/TC TEMP I/O
826 | SJT |  | 5049 | 3500/61 | 133811-02 | 1 | New | Bentley Nevada | 3500/61 Six Channel Temp Monitor without I/O
827 | SJT |  | 5050 | 3500/61 I/O | 133819-02 | 3 | New | Bentley Nevada | 3500/61 RTD/TC TEMP I/O
828 | SJT |  | 5051 | 3500/62 | 163179-03 | 1 | New | Bentley Nevada | 3500/62 Process Variable Monitor
829 | SJT |  | 5052 | 3500/64M | 176449-05 | 2 | New | Bentley Nevada | 3500/64 Dynamic Pressure Module
830 | SJT |  |  |  | 126398-01 | 2 | New | Bentley Nevada | BENTLY MODULE
831 | SJT |  | 5053 | 3500/64 I/O | 140471-02 | 1 | New | Bentley Nevada | 3500/64 I/O Module with Internal Term.
832 | SJT |  | 5054 | 3500/64 I/O | 140482-02 | 2 | New | Bentley Nevada | 3500/64 I/O Module with External Term.
833 | SJT |  | 5055 | 3500/65 I/O | 172109-01 | 1 | New | Bentley Nevada | 3500/65 16 Channel Temperature Monitor I/O Ext. Termination
834 | SJT |  | 5056 | 3500/65 | 145988-02 | 1 | New | Bentley Nevada | 3500/65 16 Channel Temperature Monitor
835 | SJT |  | 5057 | 3500/70M | 140734-09 | 1 | New | Bentley Nevada | 3500/70M Recip Impulse Velocity Monitor
836 | SJT |  | 5057 | 3500/70M | 176449-09 | 1 | New | Bentley Nevada | 3500/70M Recip Impulse Velocity Monitor
837 | SJT |  | 5058 | 3500/72M | 140734-08 | 1 | New | Bentley Nevada | 3500/72M Recip Rod Position Monitor
838 | SJT |  | 5059 | 3500/70/72 I/O | 138700-01 | 1 | New | Bentley Nevada | Shaft Absolute I/O
839 | SJT |  | 5060 | 3500/77M | 140734-07 | 1 | New | Bentley Nevada | 3500/77M Recip Cylinder Pressure Monitor
840 | SJT |  | 5061 | 3500/77M I/O | 143737.01 | 1 | New | Bentley Nevada | 3500/77M Recip Cylinder Pressure Monitor I/O
841 | SJT |  | 5062 | 3500/91 | 161204-01 | 3 | New | Bentley Nevada | 3500/91 EGD Comm Gateway Module
842 | SJT |  | 5063 | 3500/92 | 136180-01 | 5 | New | Bentley Nevada | 3500/92 Comm. Gateway Module
843 | SJT |  | 5064 | 3500/92 I/O | 133323-01 | 2 | New | Bentley Nevada | 3500/92 Comm. Gateway Module I/O
844 | SJT |  | 5065 | 3500/92 I/O | 136188-01 | 0 | New | Bentley Nevada | 3500/92 Ethernet/MODBUS RS-232 I/O Module
845 | SJT |  | 5066 | 3500/92 I/O | 136188-02 | 2 | New | Bentley Nevada | 3500/92 Ethernet/MODBUS RS-485 I/O Module
846 | SJT |  | 5067 | 3500/92 I/O | 125736-01 | 4 | New | Bentley Nevada | 3500/92 MODBUS I/O Module RS-232/422
847 | SJT |  | 5068 | I/O | 136294-01 | 1 | New | Bentley Nevada | PV Isolated 4-20 mA
848 | SJT |  |  | 3500/93 Back Lit Display | 135785-02 | 2 | New | Bentley Nevada | 3500/93 Back Lit Display Module is used with a back-lit Interface Module P/N 135799-02
849 | SJT |  | 5070 | 3500/93 | 135799-02 | 2 | New | Bentley Nevada | 3500/93 Display Interface Module is used with a back-lit Display Monitor P/N 135785-02
850 | SJT |  |  | 3500/93 | 146085-01 | 3 | New | Bentley Nevada | 3500/93 Power Supply Cable
851 | SJT |  |  | 3500/93 | 137833-01 | 3 | New | Bentley Nevada | 3500/93 Mounting Plate for Term Strip and External Power Supply
852 | SJT |  | 5071 | 3500/93 I/O | 135813-01 | 1 | New | Bentley Nevada | 3500 Display Interface I/O Module
853 | SJT |  | 5072 | 3500/94 I/O | 147663-01 | 8 | New | Bentley Nevada | 3500/93 Display Interface Module I/O
854 | SJT |  | 5073 | 3500/94 | 145988-01 | 9 | New | Bentley Nevada | 3500/94 VGA Display Module
855 | SJT |  | 5074 | Ethernet I/O | 161216-01 | 1 | New | Bentley Nevada | Ethernet I/O
856 | SJT |  | 5075 | Ethernet I/O | 161216-02 | 2 | New | Bentley Nevada | Ethernet I/O
857 | SJT |  | 5076 | Recorder Ext.Term Block | 128702-01 | 48 | New | Bentley Nevada | 3500 Recorder External Termination Module Euro Style
858 | SJT |  |  | 44M Ext. Terminal Blocks | 125702-01 | 6 | New | Bentley Nevada | 3500/42M/44M Prox/Seis Ext. Terminal Block (Euro Style)
859 | SJT |  | 5081 | 44M Ext. Terminal Blocks | 125808-01 | 6 | New | Bentley Nevada | BENTLY MODULE
860 | SJT |  | 5077 | 44M Ext. Terminal Blocks | 125808-02 | 6 | New | Bentley Nevada | BENTLY MODULE
861 | SJT |  | 5078 | 44M Ext. Terminal Blocks | 125808-03 | 52 | New | Bentley Nevada | BENTLY MODULE
862 | SJT |  | 5079 | Prox/Velometer Ext.Terminal Blocks | 125808-08 | 2 | New | Bentley Nevada | 3500/42M Prox/Velo Ext. Terminal Block (Euro Style)
863 | SJT |  | 5080 | Cylinder Pressure Ext. Terminal Block | 125808-10 | 1 | New | Bentley Nevada | Cylinder Pressure Ext. Terminal Block
864 | SJT |  |  | Keyphasor Terminal Blocks | 128718-01 | 5 | New | Bentley Nevada | Keyphasor Terminal Blocks
865 | SJT |  | 5082 | 44M Terminal Blocks | 164871-01 | 16 | New | Bentley Nevada | Aero GT Vibration Monitor Term EUR
866 | SJT |  | 5083 | 44M Terminal Blocks | 164877-01 | 2 | New | Bentley Nevada | 3500 Terminal Block
867 | SJT |  | 5084 | 44M Terminal Blocks | 165858-01 | 2 | New | Bentley Nevada | Terminal Block
868 | SJT |  |  | Vibrometer Vibration Parts
869 | SJT |  |  | L28255P01 |  | 2 | New | Vibro-Meter | Extension Cables
870 | SJT |  |  | PNR 111-402-000-011 |  | 1 | New | Vibro-Meter | Vibration Probe
871 | SJT |  |  | 244-130-000-204 |  | 14 | New | Vibro-Meter | Galvanic Separation
872 | SJT |  |  | PNR 200-500-110-012 |  | 6 | New | Vibro-Meter | Mother Boards
873 | SJT |  |  | PNR 200-510-017-017 |  | 12 | New | Vibro-Meter | MPC 4 Cards
874 | SJT |  |  | PNR 200-560-200-016 |  | 12 | New | Vibro-Meter | IOC4T Cards
875 | SJT |  |  | PNR 200-566-000-012 |  | 6 | New | Vibro-Meter | IOC N Cards
876 | SJT |  |  | PNR 200-582-200-011 | Power Supplies | 6 | New | Vibro-Meter | RPS 6U, Sim-275D-24, Cards
877 | SJT |  |  | PNR 200-595-031-111 |  | 6 | New | Vibro-Meter | CPU M Cards
878 | SJT |  |  | PNR 204-040-100-011 |  | 6 | New | Vibro-Meter | Chassises
879 | SJT |  |  | PNR 200-500-110-012 |  | 6 | New | Vibro-Meter | Back Planes
880 | SJT |  |  | VM600 |  | 6 | New | Vibro-Meter | Complete Machinery Protection System-Rack with all manuals, cables, etc
881 | SJT |  |  | Electronic or Electrical
882 | SJT |  |  | 098600SP |  | 2 | New | A.T.X. | EGS Curlee, E-Stop
883 | SJT |  |  | AM27C010150 |  | 22 | New | Advanced Micro Devices | Eproms
884 | SJT |  |  | AM27C256-120DC |  | 232 | New | Advanced Micro Devices | Eproms
885 | SJT |  |  | AM27C512120 |  | 40 | New | Advanced Micro Devices | Eproms
886 | SJT |  |  | AAB 244-24D2Y1A |  | 1 | New | Aircraft Porous Media | Spare Bowl
887 | SJT |  | 5149 | 1784KTX |  | 1 | New | Allen Bradley | Comm. Interface Card
888 | SJT |  | 5138 | 1771-IRK |  | 1 | New | AllenBradley | RTD Input Module
889 | SJT |  | 1039,1040,1139,1157 | 1771-KA |  | 1 |  | AllenBradley | Communications Adapter Module
890 | SJT |  |  | 1772-LV |  | 1 | ? | AllenBradley | Mini PLC -2/15 (Series B), Firmware Rev H
891 | SJT |  | 6432/6438 | 2462-1023-3 |  | 2 | New | AllenBradley | Relay Assy, 4 Pole, NC, 120VAC
892 | SJT |  |  | PN995124-17 |  | 9 | ? | AllenBradley | Liner Plug: 1787-Plug 10R/A 10-Pin
893 | SJT |  |  | 700DC-M400* |  | 8 | New | Allen Bradley | DC Relays
894 | SJT |  |  | 700-FSM34423 |  | 1 | New | Allen Bradley | Timer
895 | SJT |  |  | 700-MB400* |  | 6 | New | Allen Bradley | AC Relays
896 | SJT |  | 5157 | SWVGG1XX4MDLXBX |  | 1 | New | Ametek/Dixon | 0-900 deg C Digital Panel Meter
897 | SJT |  |  | 828-AG11D-ESL |  | 1020 | New | Auget | Eprom Sockets
898 | SJT |  |  | 07-7311-63713000 |  | 1 | New | BarTec | Relay
899 | SJT |  | 569 | 80120000 | 105095 | 1 | New | Boyce | ETM1000 Exhaust Temperature Monitor
900 | SJT |  | 122 | ETM1000 |  | 1 | New | Boyce | Exhaust Temp Monitor Complete with Stand
901 | SJT |  | 6373 | 382A1145P0001 |  | 1 | New | CEAG | Explosion-Protected Control Unit, GHG411-8101-R0012
902 | SJT |  | 6386 | GHG6101953R0101 |  | 4 | New | CEAG | Mounting Plate
903 | SJT |  |  | HLS1 |  | 2 | New | Centurion | Explosion Proof Thermostat
904 | SJT |  | 6409 | EV200AAANA |  | 1 | New | CII | Kilovac Czonka Relay, 12-24VDC
905 | SJT |  |  | 50-25144OLSPZ |  | 1 | New | CMI | AC Amp Meter
906 | SJT |  | 6391/6398 | 252-PVUU-PQBX-C6-EB |  | 2 | New | Crompton | Relay Output with Volt Free Contacts
907 | SJT |  | 6342 | 252-PVVU-PQBX-C6-EB |  | 1 | New | Crompton | Relay Output with Volt Free Contacts
908 | SJT |  | 6371 | 2404C |  | 1 | New | Electro Switch | Series 24 Rotary Switch
909 | SJT |  | 6378 | 24204B |  | 1 | New | Electro Switch | Series 24 Rotary Switch, LOP
910 | SJT |  | 6377/6437 | 24302B |  | 4 | New | Electro Switch | Series 24 Rotary Switch
911 | SJT |  |  | 74201D |  | 2 | New | Electro Switch | Series 24 Rotary Switch
912 | SJT |  |  | 7803A |  | 1 | New | Electro Switch | Series 24 Rotary Switch-24VDC
913 | SJT |  | 6379/6391 | 7803A |  | 2 | New | Electro Switch | Series 24 Rotary Switch-24VDC
914 | SJT |  | 573 | 190176-B001 | 190176-B001 | 1 | New | EMCO | V-Bar EZ Logic Map Tool
915 | SJT |  |  | WR 1220008D 1098 |  | 4 | New | Enidine | Cable Bus Connections
916 | SJT |  |  | 0115 342 21 |  | 38 | New | Entrelec | MB 2x 70/10.1.8 Terminal Board
917 | SJT |  | 6394 | 382A6365P0001 |  | 9 | New | Entry | Thread Seal
918 | SJT |  | 6383 | 382A1445P0001 |  | 1 | New | EtherTrak | Ethernet Switch, 9 Port, Industrial Ethernet, ET-GT-9ES
919 | SJT |  |  | ECS-A183-Multivideo Card |  | 2 |  | Forney | Multivideo Card, N-35598-01 Rev B
920 | SJT |  | 1330-1331 | ECS-A183-Multivideo Card |  | 1 |  | Forney | Multivideo Card, N-35598-01 Rev C
921 | SJT |  |  | N-355989-01 |  | 2 | New | Forney | Multivideo Card
922 | SJT |  | 5093 | 386A3473P0001 |  | 2 | New | GE | Mounting Base 20L, Bladder Bracket
923 | SJT |  | 6403 | 386A3923P0001 |  | 7 | New | GE | Shorting Block, Phenolic, One Piece
924 | SJT |  | 5098 | 386A6455P0001 |  | 1 | New | GE | 30 Amp 250 VDC Fused Switch, 30 Amp Fuses SCE-CFS361J
925 | SJT |  | 6380 | SB-12 |  | 1 | New | GE | Auxiliary Switch, #273A9000-G2
926 | SJT |  | 5129/5139 | AS-PS30-OMA | 11210/16180 | 2 | New | Gould | Programable Control Division, Data Power Inc, 15A0176-000
927 | SJT |  |  | RH1-TP |  | 18 | New | Hirschmann | Rail Hub- ETHERNET Twisted Pair Industrial Hubs for ISO/DIN Rail
928 | SJT |  | 6370 | RSI-TX/TX |  | 1 | New | Hirschmann | Rail Switch V2.0
929 | SJT |  | 6370 | RS2-TX | 382A5421P0001 | 2 | New | Hirschmann | Rail Switch Ethernet
930 | SJT |  | 6387 | RH4B-U |  | 6 | New | IDEC | Relays, 24 VDC
931 | SJT |  | 6390 | SR3B-05 |  | 14 | New | IDEC | Sockets
932 | SJT |  |  | PNA 142693-003 |  | 3 |  | Intel | Communications Expansion Card
933 | SJT |  |  | 00-8889-0002 |  | 1 | New | LFE Instruments | 195 & 196 Series Meter Relay Controllers
934 | SJT |  |  |  |  | 1 | New | LFE Instruments | Scale 0-2500mADC, Range 0-10VDC
935 | SJT |  | 6241 | HC-750 |  | 1 | New | Nelson | Junction Box Bolted Lid for Hazardous, Class 304, 480V, 60 Hz., 50R Amps
936 |  |  |  | 336A4940DSG01 | 900B-N | 10 | New | N-Tron | Ethernet Switching Box 900B-N
937 | SJT |  | BBC2 | PAS 295 |  | 1 | New | PAS | Power Analysis Software
938 | SJT |  | 6402 | 40400680 |  | 1 | New | Perma Star | L250 Auto-Lubricator
939 | SJT |  |  | CH-NR 92609 | UKH 95 | 10 | New | Phoenix | Contacts, 500V
940 | SJT |  | 6389 | D3-16TD2 |  | 1 | New | PLC | Direct Card
941 | SJT |  |  | TWWP4-R05-N05 | 12685/-003006B | 1 | New | Pyro Controls | Temperature Probe
942 | SJT |  |  | 41002-2C |  | 2 | New | R.M Young | Multi-Plate Radiation Shield
943 | SJT |  | Bin S | 25-0020, Rev F or 60-0020 |  | 10 | New | Real Time | Printed Circuit Board-Card reader interface
944 | SJT |  | 6433 | 99-257-1 |  | 1 | New | Red Hat | Solenoid Valve Coil
945 | SJT |  | 6374 | 382A1419P0001 |  | 84 | New | Roxtec | RM 20/0, RM Module, 50
946 | SJT |  | 6384 | CE-SM85C(M) |  | 1 | New | SAMWHA | Capacitor, 200 WV 10000mF
947 | SJT |  |  | AX8 |  | 1 | New | SATEC | Analog Expander
948 |  |  |  | ET-GT-9ES1 |  | 2 | New | SixNet | Industriaal Ethernet Real Time Switch
949 | SJT |  | 6399 | 2510-KG1 |  | 2 | New | Square D | Switch
950 | SJT |  | 6400 | 35D013 |  | 1 | New | Square D | Metal Enclosure for Relays
951 | SJT |  | 6397 | 785901554479 |  | 2 | New | Square D | Motor Starting Switch
952 | SJT |  | 6368 | 377A7808P0001 |  | 3 | New | Stahl | Fuse 100mA, 250VAC ATEX1
953 | SJT |  | 6434 | 65342 |  | 1 | New | Stratos | Model 65 Pressure Regulator, 1060 psi, Max 300 psi
954 | SJT |  |  | TTP-H1-TDA16 |  | 5 | ? | Texas Technical
955 | SJT |  | 5092 | T-1412-NF-SS |  | 1 | New | Thomas Betts | Stainless Enclosure Box, 14"x12"x6", Type 4X
956 | SJT |  |  | SA27463 |  | 1 | New | UGC | Circuit Board
957 | SJT |  |  | VX-252 |  | 1 | New | Weschler | Vertical Panel Meter, 55-65 Hz.
958 | SJT |  | 6404 | 377A6683P0001 |  | 1 | New |  | Mounting Plate-Wall
959 | SJT |  | 6376 | 382A3874P0003 |  | 1 | New |  | Cable Gland, 321/A/M2
960 | SJT |  | 6505 | 735073 |  | 1 | New |  | Protective Earthing
961 | SJT |  | 6437 | MS24660-230 |  | 3 | New |  | Switch 4TL1-30
962 | SJT |  | 6410 | THQB2120 |  | 1 | New |  | 20 amp Breakers
963 | SJT |  | 6385 | V33ZA70 |  | 123 | New |  | Capacitors
964 | SJT |  | 5305 | 382A6205P0001 | CAC-1800BTU Ex Proof | 2 | New | Inheco | Electric Cooling Fans (3 Pak)
965 | SJT |  |  | Entrelec/ABB/SquareD
966 | SJT |  |  | 1130310 |  | 5 | New | Entrelec/ABB | Cover Plate
967 | SJT |  |  | 1836816 |  | 140 | New | Entrelec/ABB | Cover Plate
968 | SJT |  |  | 8500126 | 30441420 | 22 | New | Entrelec/ABB
969 | SJT |  |  | 8500127 | 30441521 | 30 | New | Entrelec/ABB
970 | SJT |  |  | 10312212 |  | 50 | New | Entrelec/ABB | F Vert
971 | SJT |  |  | 11300310 |  | 10 | New | Entrelec/ABB | Cover Plate
972 | SJT |  |  | 11309504 |  | 300 | New | Entrelec/ABB | Cover Boxes
973 | SJT |  |  | 11369021 |  | 47 | New | Entrelec/ABB | Cover Plate
974 | SJT |  |  | 11369081 |  | 131 | New | Entrelec/ABB | Cover Plate
975 | SJT |  |  | 11483600 |  | 121 | New | Entrelec/ABB | Spacer
976 | SJT |  |  | 11554111 |  | 221 | New | Entrelec/ABB | Connectors
977 | SJT |  |  | 11654112 |  | 2 | New | Entrelec/ABB | Jumpers
978 | SJT |  |  | 11677120 |  | 60 | New | Entrelec/ABB | Blanks
979 | SJT |  |  | 11849517 |  | 160 | New | Entrelec/ABB | Cover Plate
980 | SJT |  |  | 11849923 |  | 300 | New | Entrelec/ABB | Cover Plate
981 | SJT |  |  | 16331526 |  | 10 | New | Entrelec/ABB | PC10-10 Poles
982 | SJT |  |  | 16511510 |  | 146 | New | Entrelec/ABB | M10/10.8
983 | SJT |  |  | 16633805 | 382A3945P0001 | 4 | New | Entrelec/ABB | Disconnect Cable
984 | SJT |  |  | 16633906 | 382A3945P0001 | 4 | New | Entrelec/ABB | Disconnect Cable
985 | SJT |  |  | 16762327 | 1SNA167623R2700 | 11 | New | Entrelec/ABB
986 | SJT |  |  | 16840016 |  | 4000 | New | Entrelec/ABB | Hardware pieces
987 | SJT |  |  | 16897307 |  | 60 | New | Entrelec/ABB | Poles
988 | SJT |  |  | 17402116 |  | 150 | New | Entrelec/ABB | Circuit Board-Mini
989 | SJT |  |  | 17542317 |  | 210 | New | Entrelec/ABB | Terminal LED's
990 | SJT |  |  | 17765400 |  | 10 | New | Entrelec/ABB | Strips
991 | SJT |  |  | 17803326 |  | 30 | New | Entrelec/ABB | Poles
992 | SJT |  |  | 19689600 |  | 30 | New | Entrelec/ABB | Cover Plate
993 | SJT |  |  | 23300001 |  | 1160 | New | Entrelec/ABB | Label RC610-10X, Blank Vert
994 | SJT |  |  | 23300001 |  | 300 | New | Entrelec/ABB | Label RC610-10X, FU
995 | SJT |  |  | 23303026 |  | 78 | New | Entrelec/ABB | Label RC610-10X, 1-100 Hort
996 | SJT |  |  | 23303113 |  | 85 | New | Entrelec/ABB | Label RC610-10X, 101-200 Hort
997 | SJT |  |  | 23304125 |  | 141 | New | Entrelec/ABB | Label RC610-10X, 1-10 Vert
998 | SJT |  |  | 23304226 |  | 450 | New | Entrelec/ABB | Label RC610-10X, 11-20 Vert
999 | SJT |  |  | 23304327 |  | 802 | New | Entrelec/ABB | Label RC610-10X, 21-30 Vert
1000 | SJT |  |  | 23304420 |  | 593 | New | Entrelec/ABB | Label RC610-10X, 31-40 Vert
1001 | SJT |  |  | 23304521 |  | 585 | New | Entrelec/ABB | Label RC610-10X, 41-50 Vert
1002 | SJT |  |  | 23304622 |  | 382 | New | Entrelec/ABB | Label RC610-10X, 51-60 Vert
1003 | SJT |  |  | 23306004 |  | 335 | New | Entrelec/ABB | Label RC610-10X, 1-100 Vert
1004 | SJT |  |  | 23306121 |  | 448 | New | Entrelec/ABB | Label RC610-10X, 101-200 Vert
1005 | SJT |  |  | 23306222 |  | 176 | New | Entrelec/ABB | Label RC610-10X, 201-300 Vert
1006 | SJT |  |  | 23314126 |  | 44 | New | Entrelec/ABB | Label RC610-10X, 1-50 Hort
1007 | SJT |  |  | 01012112 |  | 73 | New | Entrelec/ABB | RB 122AV-24VAC-DC
1008 | SJT |  |  | 11511607 |  | 98 | New | Entrelec/ABB | M4/6
1009 | SJT |  |  | 11511811 |  | 250 | New | Entrelec/ABB | Connectors M6/8
1010 | SJT |  |  | 115124 |  | 32 | New | Entrelec/ABB | Connectors M35/16
1011 | SJT |  |  | 11527122 |  | 128 | New | Entrelec/ABB | Connectors M4/6 D2
1012 | SJT |  |  | 382A1490P0001 |  | 2 | New | Entrelec/ABB | End Bracket Stable C
1013 | SJT |  |  | D./6… |  | 28 | New | Entrelec/ABB | Terminals
1014 | SJT |  |  | D2.5/6.-.. |  | 51 | New | Entrelec/ABB | Terminals
1015 | SJT |  |  | D-UK4/10 |  | 46 | New | Entrelec/ABB | Cover Plate
1016 | SJT |  |  | FEM6 |  | 21 | New | Entrelec/ABB | Cover Plate
1017 | SJT |  |  | M./…6D |  | 61 | New | Entrelec/ABB | Terminals
1018 | SJT |  |  | M./6S |  | 62 | New | Entrelec/ABB | Terminals
1019 | SJT |  |  | M./8… |  | 32 | New | Entrelec/ABB | Terminals
1020 | SJT |  |  | M./8-S |  | 26 | New | Entrelec/ABB | Terminals
1021 | SJT |  |  | M4/7D |  | 53 | New | Entrelec/ABB | Cover Plate
1022 | SJT |  |  | M6/8-STP |  | 134 | New | Entrelec/ABB | Terminals
1023 | SJT |  |  | MB10/22SF or SFL | 11630223 | 45 | New | Entrelec/ABB | Fuse 30A Max
1024 | SJT |  |  | UK3N | 382A1493P0001 | 41 | New | Entrelec/ABB | Terminals
1025 | SJT |  |  | WDU 2.5 |  | 21 | New | Entrelec/ABB | Terminal Blocks
1026 | SJT |  |  | WDU10 | 382A1121P0001 | 12 | New | Entrelec/ABB | Terminal Blocks
1027 | SJT |  |  | E-UK 13 | 382A1489P0001 | 7 | New | Phoenix Contact | Terminals
1028 | SJT |  |  | UK3N | 382A1493P0001 | 226 | New | Phoenix Contact | Terminals
1029 | SJT |  |  | UKH95 |  | 120 | New | Phoenix Contact | Contact Block
1030 | SJT |  |  | 249 |  | 21 | New | WAGO | Jumpers
1031 | SJT |  |  | 280-641 | WAGO 0916 | 417 | New | WAGO | Connectors
1032 | SJT |  |  | 280-737 |  | 4 | New | WAGO | 280 Terminals
1033 | SJT |  |  | 780455 |  | 43 | New | WAGO | Jumpers
1034 | SJT |  |  | 635100000 |  | 500 | New | Weidmuller | Pins
1035 | SJT |  |  | Switches/Gauges
1036 | SJT |  | 6107 | L 471-39-05, option17 | 2845256-1/377465-4 | 2 | New | LINC | Explosion Proof Float Switch, -40 to 200 deg F, 5000 psi
1037 | SJT |  | 6339 | L 471-12 | 859332-1/859330-1 | 3 | New | LINC | Explosion Proof Float Switch, -40 to 400 deg F, 1500 psi
1038 | SJT |  | 6395 | SIRA99ATEX31740 | Z125661 | 1 | New | ABTECH | Purge Switch
1039 | SJT |  |  | SWVGG1XXY4M0LXBX | 990609 | 1 | New | Ametek/Dixson | Temp Gage 0-900 C
1040 | SJT |  | 6392 | WSPC06 | 333 | 1 | New | PALL | Water Sensor Probe
1041 | SJT |  | 6239 | XC8-/ZC8- |  | 2 | New | Technor Atex | Actuator Switch, ineris 03ATEX0123, # 06/01680-01
1042 | SJT |  | 6507 | EP-1239B-30 |  | 1 | New | Rexroth | EP2 Pump Control Pressure Switch, Max press 2000 kPa, 24VDC
1043 | SJT |  | 6240 | A152 F31612PC |  | 1 | New | BARD | Float, 1 1/2 Plug
1044 | SJT |  | 6401 | 1000HR-DC | 10501 | 1 | New | Lucas | Schaevitz Sensors, DC-Operated LVDT
1045 | SJT |  |  | 271440 |  | 2 | New | Ametek/Dixson | Temp Gage 0-900 C BW051P or 00275545
1046 | SJT | Croom |  | 100P44C6 |  | 2 | New | Neo-Dyn | Adjustable Pressure Switch, 50-300 psig
1047 | SJT | Upstairs |  | 100P47C6B |  | 1 | New | Neo-Dyn | Adjustable Pressure Switch
1048 | SJT | Croom |  | 100TC5DCC6NR15 | J05124/ ATEX/IECEx with CE Mark | 5 | New | Neo-Dyn | Adjustable Pressure Switch, J05124
1049 | SJT | Croom |  | 100TC5DCC6R15 |  | 3 | New | Neo-Dyn | Adjustable Pressure Switch
1050 | SJT | Upstairs |  | 100TC5FC6R |  | 1 | New | Neo-Dyn | Adjustable Pressure Switch
1051 | SJT | Upstairs |  | 100TC5DC6R | Rusty | 1 | New | Neo-Dyn | Adjustable Pressure Switch
1052 | SJT | Croom |  | 122P82C6413 |  | 3 | New | Neo-Dyn | Adjustable Pressure Switch
1053 | SJT | Croom |  | 122P84C6413 |  | 1 | New | Neo-Dyn | Adjustable Pressure Switch
1054 | SJT | Croom |  | 122P84C6413NR | J05315 | 5 | New | Neo-Dyn | Adjustable Pressure Switch J05315
1055 | SJT |  |  | 132P41C6BNR |  | 0 | New | Neo-Dyn | Adjustable Pressure Switch
1056 | SJT | Croom |  | 132P42C6B | J05150 | 3 | New | Neo-Dyn | Adjustable Pressure Switch J05150
1057 | SJT | Croom |  | 132P42C6BNR (2), C6BR(1) | (N) ATEX/IECEx with CE Mark | 3 | New | Neo-Dyn | Adjustable Pressure Switch
1058 | SJT | Croom |  | 132P44C6BR |  | 1 | New | Neo-Dyn | Adjustable Pressure Switch
1059 | SJT | Croom |  | 132P48C6BR |  | 1 | New | Neo-Dyn | Adjustable Pressure Switch
1060 | SJT | Croom |  | 132P4S185 |  | 3 | Used | Neo-Dyn | Adjustable Pressure Switch
1061 | SJT | Croom |  | 132P4S429 | J04814 | 3 | New | Neo-Dyn | Adjustable Pressure Switch J04814
1062 | SJT | Croom |  | 132T4FC6NR |  | 3 | New | Neo-Dyn | Adjustable Pressure Switch
1063 | SJT | Croom |  | 132T4HC6 |  | 1 | New | Neo-Dyn | Adjustable Pressure Switch
1064 | SJT | Upstairs |  | 142P8S34 |  | 1 | New | Neo-Dyn | Adjustable Pressure Switch
1065 | SJT | Croom |  | 160P4S36 |  | 1 | New | Neo-Dyn | Adjustable Pressure Switch
1066 | SJT | Croom |  | 160P44C6 |  | 2 | New | Neo-Dyn | Adjustable Pressure Switch
1067 | SJT | Upstairs |  | 160P44C6 BR5 |  | 3 | New | Neo-Dyn | Adjustable Pressure Switch
1068 | SJT | Upstairs |  | 160P46C6B |  | 1 | New | Neo-Dyn | Adjustable Pressure Switch
1069 | SJT | Upstairs |  | 160P46CC6B |  | 2 | New | Neo-Dyn | Adjustable Pressure Switch
1070 | SJT | Croom |  | 162P42C6BHR (4), C6BNR (2) | (N) ATEX/IECEx with CE Mark | 6 | New | Neo-Dyn | Adjustable Pressure Switch
1071 | SJT |  | 6111 | 4000 |  | 1 | New | Dwyer | Gauges-Series 4000 DP
1072 | SJT |  |  | 1950-00-2F |  | 1 | New | Dwyer | Gauges
1073 | SJT |  | 6110 | 1950G-00-B-120 |  | 5 | New | Dwyer | Gauges
1074 | SJT |  |  | Transmitters/Transducers/Flowmeters
1075 | SJT | Croom |  | PA3000-500-42-12-XX-03-93 |  | 9 | New | Ametek | AMETEK PRESSURE TRANMITTER
1076 | SJT |  | 5127 | 216A3346P0001 | 62-124160 | 1 | New | Electro Industries | Nexus 1262 High Performance Utility Billing Meter
1077 | SJT |  | 5148 | 216A3346P0001 | 62-124154 | 1 | New | Electro Industries | Nexus 1262 High Performance Utility Billing Meter
1078 | SJT |  | 5147 | 216A3463P0001 | 512-122431 | 1 | New | Electro Industries | Nexus 1262A High Performance Utility Billing Meter
1079 | SJT |  |  | DMMS300-2E MODR |  | 1 | New | Electro Industries | 3 Phase Muli Function Power Monitor, Comm. Converter, Model SF 232DB3
1080 | SJT |  | 5150 | DMMS300-2E MODR/DSP#-120-D-NL | 9811-6358 | 5 | New | Electro Industries | 3 Phase Muli Function Power Monitor, Comm. Converter, Model SF 232DB3
1081 | SJT |  | 5344/5345 | 77HS25-EA311M10 | DX786165 | 2 | New | Endress & Hauser | Prowirl 77 Flowmeter, 12-30VDC, Op. Press 100Bar, Test 200 Bar, 4-20mA
1082 | SJT |  | 5002 | AF-300 G11 |  | 2 | New | Fuji Electric | DB Series, Braking Resistor, TransCoil dV/dT Guard, KLC Output-Complete Cooled Cabinets
1083 | SJT |  | 5085 | FKHW04V4APABY04 |  |  | New | Fuji Electric | 0/430 psi abs., 42.4 VDC max., Transducer
1084 | SJT |  | 5084 | FKKW12V4AAABYAE |  | 1 | New | Fuji Electric | ~ 6 Kpa, 10.5/45 VDC, Transducer
1085 | SJT |  | 5083 | FKKW33V4AAABAYE |  | 2 | New | Fuji Electric | ~ 3200 mm H2O, 10.5/45 VDC, Transducer
1086 | SJT |  |  | FKPW04V1AHABY0Y |  | 1 | New | Fuji Electric | Pressure Transmitter S/N N2B2202F
1087 | SJT |  |  | FLVS1213-0YYYY | Q5P2014T | 1 | New | Fuji Electric | Fuji Ultrasonic Flow Meter, DC4-20mA, AC100-240V 50/60 Hz
1088 | SJT |  | 5102 | 382A7299P0001 |  | 1 | New | Flow Technology | X1HX Series, Adalet 113G
1089 | SJT |  | 5082 | FT-20C3XB-LEA5S005 | 2004069 | 1 | New | Flow Technology | 1 1/2 inch, 600lb. ANSI, FT6247, Flow Meter
1090 | SJT |  |  | 9040M58P02 | 8140-0601 | 0 | Used/Tested | Gulton/GE | Remote Signal Conditioners, Fully Tested by Ametek with FAA Certs
1091 | SJT |  |  | CT7-014E-24 | 02060457 to 02060462 | 6 | New | Ohio Semitronics | Transducer
1092 | SJT |  | 5042-44 | ? |  | 3 | New | Rosemont | Model 79, Max Voltage 42.4 VDC
1093 | SJT |  | 5238 | 0065H22D0035N0145E1 |  | 8 | New | Rosemont | Transmitter
1094 | SJT |  | 5238 | 0065H22D0035N0170E5X8 |  | 1 | New | Rosemont | Transmitter
1095 | SJT |  | 6082 | 78D251NOOA025T34E6 | 968606 | 1 | New | Rosemont | P/N 00644-1060-2001, Temp. Assembly
1096 | SJT |  | 6077 | 78R15N00N025E5 | 973797 | 1 | New | Rosemont | P/N 00079-0325-0002 Explosion Proof Condolet
1097 | SJT |  |  | 78R25N00N120E5 |  | 1 | New | Rosemont | Transmitter
1098 | SJT |  | 5257-69 | 78R25C60A025T38E6 | J04462 | 6 | New | Rosemont | P/N 00079-0325-0002/00079-0335-0004 Rev AA
1099 | SJT |  | 5252-55 | 78R25N00A120T22E5 |  | 1 | New | Rosemont | P/N 00079-0325-0002/00079-0335-0004 Rev AA, J00162
1100 | SJT |  | 5245-51 | 78R25N0UA080T22E5 |  | 1 | New | Rosemont | P/N 00079-0325-0002/00079-0335-0004 Rev AA
1101 | SJT |  | 5256 | 78R25N0UA080T26E6 |  | 1 | New | Rosemont | P/N 00079-0325-0002/00079-0335-0004 Rev AA
1102 | SJT |  | 6086 | 3301HA1SIV3AE0105RAE1-M1C1 | 2004395 | 1 | New | Rosemont | Guided Radar Level & Interface Transmitter, 11-42VDC, 4-20mA
1103 | SJT |  | 6086 | 3301HA1SIV3AE0109RAE1-M1C1 | 2003629 | 1 | New | Rosemont | Guided Radar Level & Interface Transmitter, 11-42VDC, 4-20mA
1104 | SJT |  | 6243 | 382A9515P0001 |  | 15 | New | Rosemont | Kit, Spares MTG Bracket Hardware, ARE, SST in line
1105 | SJT |  | 6108 | YF 108-AAUA3A-S3S3 E | FMF/TBL | 1 | New | Yokogama | YEWFLO 8" VORTEX FLOWMETER, KM 12.39 P/Gal, 24 VDC
1106 | SJT |  | 5080 | YF 105-AAJA3A-S3S3 E | CEF/HART | 3 | New | Yokogama | YEWFLO, Vortex Flowmeter, Model YF105, 24VDC, 4 to 20mA DC, 0-550 CUM/HR, KM 8.828 P/L(1) and KM8.810 P/L (2)
1107 | SJT |  | 5081 | YF 105-NNNA3A-S3S3 E | FMF | 1 | New | Yokogama | YEWFLO, Vortex Flowmeter, Model YF105, K-Factor KM 33.72 P/Gal, FMF, 33.16 P/Gal FMF/SCT
1108 | SJT |  | 6085 | YFA11-AUPA-05E | FMF/SCT | 1 | New | Yokogama | YEWFLO Vortex Converter, 24 VDC, 4-20 mA, KM 3356 P/Gal
1109 | SJT |  | 6105 | DYA-D2N S1 | FF1/SCT | 1 | New | Yokogama | YEWFLO Vortex Converter, 24 VDC, 4-20 mA, KM 33.55 P/Gal, 0-345 CF/Min
1110 | SJT |  | 6106 | DYA-D2N S1 | KF1/SCT | 1 | New | Yokogama | YEWFLO Vortex Converter, 24 VDC, 4-20 mA DC Pulse, KM 3.307 P/I
1111 | SJT |  | 6107 | DYA-D2N S1 | KF1/SCT | 1 | New | Yokogama | YEWFLO Vortex Converter, 24 VDC, 4-20 mA DC Pulse, KM 8.771 P/I
1112 | SJT |  | 5101 | YF 102-AAUA1AS3S3E | FMF/TBL | 3 | New | Yokogama | YEWFLO, Vortex Flowmeter, Model YF102, K-Factor KM 259.7, 259.6, & 258.2 P/Gal, 24 VDC, 4-20 mA
1113 | SJT |  | 5102 | YF 102-AAUB1AS3S3E | FMF/TBL | 1 | New | Yokogama | YEWFLO, Vortex Flowmeter, Model YF102, K-Factor KM 255.1 P/Gal, 24 VDC, 4-20 mA, 0-30 Gal/Min
1114 | SJT |  | 6109 | DY050-NBMBA4-2N | FF1/SCT | 2 | New | Yokogama | YEWFLO DIGITAL FLOWMETER, KM 33.52 P/GAL, 0-345 CF/MIN
1115 | SJT |  | 6109 | DYA-D2N |  | 2 | New | Yokogama | YEWFLO DIGITAL CONVERTER, KM 33.49 P/GAL, 0-345 CF/MIN
1116 | SJT |  | C1074 | DYC |  | 5 | New | Yokogawa | Digital Flowmeter Cable-Flowmeter to Converter
1117 | SJT |  | C1073 | YF011E |  | 16 | New | Yokogawa | Analog Flowmeter Cable-Flowmeter to Converter
1118 | SJT |  |  | 4123B019C |  | 8 | New | Yokogama | YOKAGAWA FLOWMETER KIT
1119 | SJT |  |  | 1020106-4 Rev G |  | 1 | New | Solar/CAT | Kema Speed Sensor
1120 | SJT |  |  | Misc.
1121 | SJT |  | 3041 | Model 1" NPT DCI/CI/S2 | T6949-00-99/S1799-00-97 | 2 | Used | Cashco Inc | Range 10-40 psig Regulator
1122 | SJT |  | MH | ? |  | 1 | New | Centrico Inc. | Westfalia Separater Control Cabinet Complete
1123 | SJT |  | 6244 | F9896 |  | 1 | U/S | RENK | 11" Dia x 7 1/2", Werk, Hannover, Babbitt Bearings with slightly Scoring, US-GEPRUFF
1124 | SJT |  | 5106 | 2026R |  | 1 | New | Rotaquip | Rotating Equipment Product, Compression Packing, PTFE/Graphite, 1/2", 5lbs.
1125 | SJT |  | 5053 | Gauge Box |  | 1 | Used | SS/GE | Gen. Lube Oil Supply Press/Delta P
1126 | SJT |  |  | ? |  | 2 | Used |  | Water Wash Tank/Heater Skids
1127 | SJT |  | 110 | 032-038-22 | 106394 | 1 | New |  | EBP-48A-RM with Battery
1128 | SJT |  | 6242 | 386A7316P0001 |  | 8 | New |  | Model 2533-130, Thermostat Replacement, PLTD. MAN.OVR
1129 | SJT |  |  | General Electric | [5 empty] | S.No :12148,12147 &12151 of three gear box's ,Order No:857913 &857915
1130 | SJT |  |  | 960125001 |  | 3 | New | GE | Support Connector Rods-frt eng support | Ratio :1.209:1
1131 | SJT5 |  |  | 1100M65G16 |  | 5 | New | GE | Gasket
1132 | SJT5 |  |  | 1100M65G20 |  | 5 | New | GE | Gasket
1133 | SJT5 |  |  | 1333M65G02 |  | 1 | Used | GE | VSV Half Ring | Input speed :3627 RPM
1134 | SJT5 |  |  | 1333M65G03 |  | 1 | Used | GE | VSV Half Ring | Output speed :3000 RPM
1135 | SJT5 |  |  | 1554M38P01 |  | 2 | New | GE | Gasket
1136 | SJT5 |  |  | 1554M40P01 |  | 1 | New | GE | Gasket
1137 | SJT |  | 6484 | 3" 600# |  | 3 | New | GE | Flex-a-tallic | Service Factor :70000 HP (52829 Kw)
1138 | SJT |  | 6489/6495/6496 | 377A7797P1003 |  | 16 | New | GE | 3" 150# Flex-a-tallic Gasket | HS Bearing Part No :CM 160925
1139 | SJT |  | 6488/6497 | 382A1339P1002 |  | 20 | New | GE | 2" 150# Flex-a-tallic Gasket | LS Bearing Part No :CM 160857
1140 | SJT |  | 6500 | 382A1339P1007 |  | 4 | New | GE | 1 1/2" Flex-a-tallic | HS bearing Clearance :0.610 to 0.648 mm (Hydro dynamic journal bearings with pressure dam)
1141 | SJT |  | 6498 | 382A3730P0009 |  | 1 | New | GE | Bonded Seal, BSP | LS Bearing Clearance :0.584 to 0.622 mm (Hydro dynamic journal bearings with pressure dam
1142 | SJT |  | 6502 | 382A5498P0001 |  | 2 | New | GE | 1" SAE Gasket, Code 6
1143 | SJT |  | 6491 | 386A3677P0001 |  | 2 | New | GE | Ring Seal
1144 | SJT |  | 1036,1037,1158 | 4013M030F000 |  | 1 | New | GE | Voltage Relay
1145 | SJT |  | 6126 | 723215B |  | 1 | New | GE | TEE brackrt LM6000 AGB
1146 | SJT |  | 6237 | 90 deg flanges |  | 13 | New | GE | LM6000 Redesigned
1147 | SJT5 |  |  | 9009M74P01 |  | 1 | New | GE | Gasket
1148 | SJT |  | 6475 | 9009M74P03 |  | 4 | New | GE | Gasket
1149 | SJT |  | 6470 | 9013M27P01 |  | 10 | New | GE | Metal Seal
1150 | SJT5 |  |  | 9013M28P02 |  | 1 | New | GE | Gasket
1151 | SJT5 |  |  | 9015M15P21 |  | 5 | Used | GE | Metal Clamps
1152 | SJT5 |  |  | 9015M15P25 |  | 1 | Used | GE | Metal Clamps
1153 | SJT5 |  |  | 9015M15P29 |  | 43 | Used | GE | Metal Clamps
1154 | SJT |  |  | 9040M58P02 | 8140-0601 | 3 | Used/Tested | GE | Gulton Industries, used but fully tested and certified by Ametek 12/2011 with paperwork
1155 | SJT5 |  |  | 9042M45G01 |  | 4 | Used | GE | Elbow Tube
1156 | SJT5 |  |  | 9042M45G02 |  |  | Used | GE | Elbow Tube
1157 | SJT5 |  | T34 | 9042M46G01 |  | 1 | Used | GE | TUBES
1158 | SJT5 |  |  | 9057M92P01 |  | 2 | New | GE | Gasket
1159 | SJT5 |  |  | 9066M46P01 |  | 2 | New | GE | Gasket
1160 | SJT5 |  |  | 9068M69P01 | 1554M39P01 | 2 | New | GE | Gasket
1161 | SJT5 |  |  | 9099M20G09 |  | 1 | Used | GE | VSV Link
1162 | SJT5 |  |  | 9109M91P01 |  | 3 | New | GE | Bolts
1163 | SJT5 |  |  | 9135M61P01 |  | 3 | Used | GE | CRF Plugs
1164 | SJT5 |  |  | 9148M54P01 |  | 1 | Used | GE | Plate
1165 | SJT5 |  |  | 9149M17G01 |  | 2 | Used | GE | Bracket
1166 | SJT5 |  |  | 9153M75P02 |  | 1 | N/R | GE | LVDT
1167 | SJT5 |  |  | 9153M75P02 | GULH-2750 | 1 | Used | GE/Guiton | VSV LVDT
1168 | SJT5 |  |  | 9175M55G01 |  | 1 | Used | GE | Bracket
1169 | SJT5 |  |  | 9175M72P04 |  | 1 | New | GE | Gasket
1170 | SJT5 |  |  | 9187M73P28 |  | 9 | Used | GE | V Clamp
1171 | SJT5 |  |  | 9202M91P16 |  |  | Used | GE | Bearing
1172 | SJT5 |  |  | 9202M92P06 |  | 12 | Used | GE | VSV Rod End Bearings
1173 | SJT |  |  | 9206M59P?? |  | 40 | New | GE | Bushing/Spacers
1174 | SJT5 |  |  | 9295M30G06 |  | 3 | Used | GE | VSV Half Ring
1175 | SJT5 |  |  | 9349M73P02 |  | 14 | Used | GE | VSV Clevis
1176 | SJT5 |  |  | 9559M20G01 |  | 27 | New | GE | Seal Nozzle
1177 | SJT5 |  |  | 9601M73P07 |  |  | Used | GE | Carbon Seal Assy
1178 | SJT |  | 6471 | 9608M08G44 |  | 2 | New | GE | Gasket
1179 | SJT |  | 6474 | 9608M08G45 |  | 1 | New | GE | Gasket
1180 | SJT |  | 6477 | 9608M08G47 |  | 2 | New | GE | Gasket
1181 | SJT |  |  | 9608M08G48 |  | 1 | New | GE | Gasket
1182 | SJT |  | 6472 | 9608M08G55 |  | 5 | New | GE | Gasket
1183 | SJT5 |  |  | 9608M12P02 |  | 1 | New | GE | Gasket
1184 | SJT5 |  |  | 9610M50P21 |  | 5 | New | GE | Nut
1185 | SJT5 |  |  | 9629M48P04 |  | 3 | New | GE | Nut
1186 | SJT5 |  |  | 9629M48P06 |  | 17 | New | GE | Bolts
1187 | SJT5 |  |  | 9629M79P20 |  | 8 | New | GE | Gasket
1188 | SJT5 |  |  | 9629M79P24 |  | 2 | New | GE
1189 | SJT5 |  |  | 9629M79P28 |  | 3 | New | GE | Gasket
1190 | SJT5 |  |  | 9636M51P03 |  | 5 | Used | GE | Cover Plate
1191 | SJT5 |  |  | 9643M38P05 |  | 1 | Used | GE | VSV Clevis
1192 | SJT5 |  |  | 9649M39P04 |  | 1 | Used | GE | V Clamp
1193 | SJT |  | 6444 | 9665M55P01 |  | 2 | New | GE | Bolt
1194 | SJT5 |  |  | 9673M66G13 |  | 4 | Used | GE | VSV Lever Arms
1195 | SJT5 |  |  | 9686M86P01 |  | 7 | Used | GE | HPC Comp Borescope Plugs
1196 | SJT |  |  | 9691M29P11 |  | 3 | OHV | Arkwin | VSV Actuators-Overhauled by MAG in Singapore
1197 | SJT5 |  |  | 9692M06P01 |  | 1 | Used | GE | Bracket
1198 | SJT5 |  |  | 9692M06P01 |  | 2 | Used | GE | Metal Clamps
1199 | SJT5 |  |  | 9713M89P03 |  | 1 | Used | GE | Bracket
1200 | SJT |  | 5020 | 9T51B0171 |  | 1 | New | GE | 1.5 kVA Transformer, 1Oh, 50/60 Hz., 380/400/416-120/240
1201 | SJT |  | 1032-1035 | 9T51B0508 |  | 14 | New | GE | Transformers-0.500 kVA 50/60 240x480/120/240
1202 | SJT |  |  | 9T58K0073 |  | 2 | New | GE | Core & Coil Transformer 50/60, 230/460/575-115/95, 1.5 kVA
1203 | SJT |  |  | 9T58K0085 |  | 1 | New | GE | Industrial Control Transformer, 0.150 kVA, 1PH, 50/60 Hz., Type IP
1204 | SJT5 |  |  | AN933S0 |  | 6 | New | GE | Bolts
1205 | SJT5 |  |  | AN933S0 |  | 2 | New | GE | Plug
1206 | SJT5 |  |  | AN960C10L |  | 24 | New | GE | Washer
1207 | SJT5 |  |  | AN960C416L |  | 26 | New | GE | Washer
1208 | SJT |  | 6441 | AN960C416L |  | 15 | New | GE | Flat Washer
1209 | SJT5 |  |  | CF8M |  | 1 | New | GE | Y-Strainer
1210 | SJT5 |  |  | FF 944621919 |  | 6 | New | GE | Packing
1211 | SJT |  | 6486 | J03601 |  | 2 | New | GE | Graphite Gasket 1/16"
1212 | SJT5 |  |  | J1128P12 |  | 2 | New | GE | Gasket
1213 | SJT |  | 6485 | J1128P12 |  | 1 | New | GE | E-Seal
1214 | SJT5 |  |  | J1220G06 |  | 1 | Used | GE | Cushion Clamps
1215 | SJT5 |  |  | J1220G07 |  | 1 | Used | GE | Cushion Clamps
1216 | SJT5 |  |  | J1220G08 |  | 4 | Used | GE | Cushion Clamps
1217 | SJT5 |  |  | J1220G10 |  | 3 | Used | GE | Cushion Clamps
1218 | SJT5 |  |  | J1220G11 |  | 2 | Used | GE | Cushion Clamps
1219 | SJT5 |  |  | J1220G12 |  | 2 | Used | GE | Cushion Clamps
1220 | SJT5 |  |  | J1220G16 |  | 7 | Used | GE | Cushion Clamps
1221 | SJT5 |  |  | J1220G17 |  | 1 | Used | GE | Cushion Clamps
1222 | SJT5 |  |  | J1221G28 |  | 1 | Used | GE | Cushion Clamps
1223 | SJT5 |  | T16 | J1244P08D |  | 1 | Used | GE | TUBES
1224 | SJT5 |  |  | J200P03A |  | 25 | New | GE | Nut
1225 | SJT5 |  |  | J219P04B |  | 1 | New | GE | Gasket
1226 | SJT5 |  |  | J221P018 |  | 30 | New | GE | Packing
1227 | SJT5 |  |  | J221P019 |  | 31 | New | GE | Packing
1228 | SJT |  | 6462 | J221P019 |  | 30 | New | GE | Packing
1229 | SJT5 |  |  | J221P023 |  | 2 | New | GE | Packing
1230 | SJT |  | 6468 | J221P114 | A6568-114 V75 | 7 | New | GE | Seal Ring
1231 | SJT5 |  |  | J221P129 |  | 32 | New | GE | Packing
1232 | SJT5 |  |  | J221P129 |  | 18 | New | GE | Packing
1233 | SJT5 |  |  | J221P134 |  | 3 | New | GE | Packing
1234 | SJT |  | 6473 | J221P134 |  | 8 | New | GE | Packing
1235 | SJT5 |  |  | J221P152 |  | 3 | New | GE | Packing
1236 | SJT5 |  |  | J221P155 |  | 2 | New | GE | Packing
1237 | SJT5 |  |  | J221P156 |  | 4 | New | GE | Packing
1238 | SJT |  | 6469 | J221P216 |  | 4 | New | GE | Packing
1239 | SJT |  | 6465 | J221P216 |  | 4 | New | GE | Packing
1240 | SJT5 |  |  | J221P219 |  | 1 | New | GE | Packing
1241 | SJT5 |  |  | J221P222 |  | 51 | New | GE | Packing
1242 | SJT5 |  |  | J221P225 |  | 5 | New | GE | Packing
1243 | SJT5 |  |  | J221P260 |  | 1 | New | GE | Packing
1244 | SJT5 |  |  | J221P345 |  | 2 | New | GE | Packing
1245 | SJT5 |  |  | J221P904 |  | 45 | New | GE | Packing
1246 | SJT |  | 6459 | J221P904 |  | 10 | New | GE | Packing
1247 | SJT |  | 7001 | J221P905 |  | 20 | New | GE | Packing
1248 | SJT5 |  |  | J221P906 |  | 19 | New | GE | Packing
1249 | SJT5 |  |  | J221P908 |  | 18 | New | GE | Packing
1250 | SJT |  | 6460/6157 | J221P910 |  | 41 | New | GE | Packing
1251 | SJT |  | 6461/6156 | J221P912 |  | 29 | New | GE | O-Ring
1252 | SJT5 |  |  | J221P924 |  | 40 | New | GE | Packing
1253 | SJT5 |  |  | J336P228 |  | 13 | New | GE | Bolts
1254 | SJT5 |  |  | J382P16 |  | 1 | Used | GE | Tubes
1255 | SJT |  |  | J534P10 |  | 2 | New | GE | Adapters
1256 | SJT5 |  |  | J536P24 |  | 3 | Used | GE | Tubes
1257 | SJT5 |  |  | J644P06D |  | 7 | New | GE | Bolts
1258 | SJT5 |  |  | J644P06F |  | 144 | New | GE | Bolts
1259 | SJT |  | 6447 | J644P17A |  | 8 | New | GE | Bolt
1260 | SJT |  | 6446 | J644P19A |  | 4 | New | GE | Bolt
1261 | SJT5 |  |  | J644P21A |  | 4 | New | GE | Bolts
1262 | SJT |  | 6445 | J644P21A | PPN 9352N | 2 | New | GE | Bolt-12 Point
1263 | SJT5 |  |  | J644P29A |  | 3 | New | GE | Bolts
1264 | SJT5 |  |  | J646P21A |  | 8 | New | GE | Bolts
1265 | SJT5 |  |  | J646P25A |  | 4 | New | GE | Bolts
1266 | SJT5 |  |  | J646P26A |  | 5 | New | GE | Bolts
1267 | SJT5 |  |  | J698P04D |  | 4 | New | GE | Nut
1268 | SJT5 |  |  | J815P034A |  | 5 | New | GE | Bolts
1269 | SJT5 |  |  | J815P043A |  | 6 | New | GE | Bolts
1270 | SJT5 |  |  | J815P048A |  | 27 | New | GE | Bolts
1271 | SJT5 |  |  | J815P060A |  | 3 | New | GE | Bolts
1272 | SJT5 |  |  | M82243-1-912 |  | 18 | New | GE | Packing
1273 | SJT |  | 6504 | M83248/1-121 |  | 4 | New | GE | Packing
1274 | SJT5 |  |  | M83248-1-121 |  | 37 | New | GE | Packing
1275 | SJT5 |  |  | M83248-1-905 |  | 33 | New | GE | Packing
1276 | SJT5 |  |  | M83248-1-910 |  | 23 | New | GE | Packing
1277 | SJT |  | 575 | MDP0120000DA | 286-990441199 | 1 | New | GE
1278 | SJT |  | 6487 | MS122907 |  | 1 | New | GE | Clamp
1279 | SJT |  | 6439/6200 | MS9201-04 |  | 8 | New | GE | Jam Nut
1280 | SJT5 |  |  | MS9372-029 |  | 1 | New | GE | Gasket
1281 | SJT5 |  |  | MS9373-051 |  | 3 | New | GE | Gasket
1282 | SJT5 |  |  | MS9404-08 |  |  | Used | GE | Plug
1283 | SJT |  | 6449 | MS9489-05 |  | 1 | New | GE | Bolt
1284 | SJT5 |  |  | MS9489-11 |  | 5 | New | GE | Bolts
1285 | SJT5 |  |  | MS9489-12 |  | 5 | New | GE | Bolts
1286 | SJT5 |  |  | MS9489-13 |  | 5 | New | GE | Bolts
1287 | SJT5 |  |  | MS9489-14 |  | 5 | New | GE | Bolts
1288 | SJT5 |  |  | MS9489-15 |  | 5 | New | GE | Bolts
1289 | SJT5 |  |  | MS9490-09 |  | 5 | New | GE | Bolts
1290 | SJT5 |  |  | MS9490-13 |  | 2 | New | GE | Bolts
1291 | SJT5 |  |  | MS9490-14 |  | 34 | New | GE | Bolts
1292 | SJT |  | 6439 | MS9490-15 |  | 20 | New | GE | Bolt
1293 | SJT5 |  |  | MS9490-17 |  | 1 | New | GE | Bolts
1294 | SJT5 |  |  | MS9491-20 |  | 9 | New | GE | Bolts
1295 | SJT5 |  |  | MS9491-25 |  | 1 | New | GE | Bolts
1296 | SJT5 |  |  | MS9491-26 |  | 5 | New | GE | Bolts
1297 | SJT5 |  |  | MS9492-24 |  | 14 | New | GE | Bolts
1298 | SJT5 |  |  | MS9568-09 |  | 4 | New | GE | Bolts
1299 | SJT5 |  |  | MT167001-2-28 |  | 1 | Used | GE | Hoses, PT Lube Oil 375791
1300 | SJT |  | 3076 | OAAD7-07482-1C6166 | P19/ P20/G03/P04 | 1 | New | GE | 4 Piece Tooling-Lifting Fixture
1301 | SJT |  | 6199 | R287P12 |  | 1 | New | GE | Nipple
1302 | SJT5 |  |  | R5077J181B |  | 3 | Used | GE | Hoses
1303 | SJT5 |  |  | R5078B172B |  | 1 | Used | GE | Hoses
1304 | SJT5 |  |  | R5079F236B |  | 2 | Used | GE | Hoses, 385182
1305 | SJT5 |  |  | R5081E072B180 |  | 2 | Used | GE | Hoses
1306 | SJT5 |  |  | R5081F085B180 |  | 1 | Used | GE | Hoses
1307 | SJT5 |  |  | R5081F170B180 |  | 1 | Used | GE | Hoses
1308 | SJT5 |  |  | R5082E083B000 |  | 2 | Used | GE | Hoses
1309 | SJT5 |  |  | R5082E170B180 |  | 2 | Used | GE | Hoses
1310 | SJT5 |  |  | R5082F112B335 |  | 2 | Used | GE | Hoses
1311 | SJT5 |  |  | R5082F182B180 |  | 2 | Used | GE | Hoses
1312 | SJT5 |  |  | RD34485 |  | 1 | New | GE | Strainer
1313 | SJT5 |  |  | RD34489 |  | 1 | New | GE | Screen
1314 | SJT5 |  |  | RD35234 |  | 2 | New | GE | Strainer
1315 | SJT5 |  |  |  |  | 1 | Used | GE | CDP STIG Drain Manifold
1316 | SJT5 |  |  |  |  | 1 | Used | GE | T25 Sensor with Integral Lead
1317 | SJT5 |  |  |  |  | 1 | Used | GE | Flame Lens
1318 | SJT5 |  |  |  |  | 4 | Used | GE | Carbon Blocks VSV Arms
1319 | SJT |  |  | GE FANUC Controls
1320 | SJT |  |  | IC670ALG621-AA |  | 1 | New | GE Fanuc | RTD Input 4 PT
1321 | SJT |  |  | IC670CHS1020 |  | 10 | New | GE Fanuc
1322 | SJT |  |  | IC670MDI644 J/K |  | 250 | New | GE Fanuc
1323 | SJT |  |  | IC200MDL940 |  | 3 | New | GE Fanuc
1324 | SJT |  |  | IC200CHS022 J | 85 | 5 | New | GE Fanuc
1325 | SJT |  |  | Misc./Filters & Housings
1326 | SJT |  | 123 | 49-401-K129 |  | 5 | New | Dollinger | Filters
1327 | SJT |  | 5043 | FLX-Thane |  | 10 | New | Donaldson | Black Molded Hose-10 Feet Long
1328 | SJT |  |  | P165332 |  | 1 | New | Donaldson/Duramax | Filter Orange
1329 | SJT |  | 3059 | P165659 | - | 6 | New | Donaldson/Duramax | Filter Orange
1330 | SJT |  |  | P165875 |  | 1 | New | Donaldson/Duramax | Filter Orange
1331 | SJT |  |  | H9608MCVL |  | 8 | New | Filter Soft | Filters
1332 | SJT |  |  | AC-B244F-2440Y1 |  | 1 | New | GE | Filter
1333 | SJT |  | 1163,1164,1166,1167 | 42500002 or 704230 |  | 1 | New | Greer Hydraulics | Assy Hose
1334 | SJT |  |  | 25600-099 |  | 2 | New | HARCO | Cable
1335 | SJT |  |  | - |  | 1 | Used | Hilco | Liquid Purification Equipment
1336 | SJT |  | pallet rack | DM 820-00-C | 382A1258P0001 | 20 | New | Hilco/Hillard | Filters
1337 | SJT |  |  | PH 312-11-CG | 80 | 38 | New | Hilco/Hillard | Filters
1338 | SJT |  |  | PH 414-12-CG | 100 | 15 | New | Hilco/Hillard | Filters
1339 | SJT |  |  | PH 518-12-CG | 120 | 3 | New | Hilco/Hillard | Filters
1340 | SJT |  |  | 0060D010BH/HC |  | 1 | New | Hilco/Hillard | Filters
1341 | SJT |  |  | 0060D010BN3HC | 961009-0003/02055904 | 41 | New | Hycon | Filters
1342 | SJT |  | 6216 | 0240D010BN3HC |  | 61 | New | Hycon | Filters
1343 | SJT |  | 6214 | 1700 R0110 R 010 BN3HC/-KB | 386A3190P0001 | 4 | New | Hydac | Lube Oil Filters
1344 | SJT |  | 6215 | L333-M-5-V-3100950 | 386A3193P0001 | 4 | New | Hydac | Lube Oil Filters, 1348056
1345 | SJT |  |  | HP60L13 6M |  | 1 | New | Hypro | Filters
1346 | SJT |  | 121 | 382A1202P0001 | IDGH-2-200 | 1 | New | INDUFIL | Filter Assy., cartridge # TMR-S-200-CC10-V, SS, Shop # 20032425TA, 2003
1347 | SJT |  | 6430/6431 | 382A1409P0001 |  | 2 | New | INDUFIL | Rebuild Kits
1348 | SJT |  | 6217 | INR-Z-700-CC25V |  | 4 | New | INDUFIL | Filters
1349 | SJT |  |  | TMR-S-1800-A-CC10-XHF-V | 377A7714P0001 | 1 | New | INDUFIL | Fuel Oil Pre-Filters
1350 | SJT |  | 5054 | 316255 | EDU 251.31679.5M | 7 | New | Internormen | Filter, EDU 251.31679.5M, P:25 Bar, AB:K 418614-10
1351 | SJT |  | 3108 | 9100064-000 | LM010S-3/4 | 4 | New | Memtec America | Filterite 3/4 filter canisters, 175 psi
1352 | SJT |  | 6494 | 382A3904P0001 |  | 4 | New | MP Filtri | Filter
1353 | SJT |  | 6221 | 386A3183P0001 | HP3202A10AN | 2 | New | MP Filtri | Filter
1354 | SJT |  | 6222 | 386A3184P0001 | HP3202A06AH | 2 | New | MP Filtri | Filter
1355 | SJT |  | 6218 | 386A3185P0002 | HP3202A10AH | 4 | New | MP Filtri | Filter
1356 | SJT |  | 6224 | 386A3192P0001 | MF1801A10HB | 2 | New | MP Filtri | Filter
1357 | SJT |  | 6225 | MF 1001 A06 HB | MF1001A06N | 4 | New | MP Filtri | Filter
1358 | SJT |  | 6220 |  | HP3203A10AN | 2 | New | MP Filtri | Filter
1359 | SJT |  | 6218/6220 | 386A3185P0001 | HP3203A10AH | 10 | New | MP Filtri | Filter, 8HP3203A10AH
1360 | SJT |  | 6223/6221 |  | HP3202A06AN | 8 | New | MP Filtri | Filter
1361 | SJT |  | 6493 | 386A7095P0001 | MF-100-1-A06-H-V, | 1 | New | MP Filtri | Filter Element
1362 | SJT |  |  | 4545AA-10PL | 10 micron | 2 | New | NE | Norman Ultraporous Filter Company, OP 5000psi filter housings
1363 | SJT |  | 5309-5317 | RFLD M 331 DAL 5A | 1.0/-Z-V-KB-03142145 | 9 | New | Hydac | Duplex Lube Oil Filter Assy
1364 | SJT |  |  | HC8300FKN8Z |  | 7 | New | PALL | Filters
1365 | SJT |  |  | HC8300FKP16Z |  | 13 | New | PALL | Filters
1366 | SJT |  |  | HC8300FKS39Z (H) | 650 | 8 | New | PALL | Lube Oil Filters
1367 | SJT |  |  | HC8300FSN8Z |  | 8 | New | PALL | Filters
1368 | SJT |  |  | HC8900FKS16Z |  | 34 | New | PALL | Filters
1369 | SJT |  | 6219 | HC8900FKT16H |  | 3 | New | PALL | Filters
1370 | SJT |  |  | HC9600FDD8Z |  | 130 | New | PALL | Filters
1371 | SJT |  |  | HC9600FKD8Z |  | 55 | New | PALL | Filters
1372 | SJT |  |  | HC9600FKN13Z | (9) PALL, (14) OM | 23 | New | PALL | Lube Oil Filters
1373 | SJT |  |  | HC9600FKN8Z |  | 45 | New | PALL | Filters
1374 | SJT |  |  | HC9604FKN16H |  | 3 | New | PALL | Lube Oil Filters
1375 | SJT |  |  | HC9604FKS13Z |  | 16 | New | PALL | Fuel Oil Filters
1376 | SJT |  |  | HC9801FDN8Z |  | 8 | New | PALL | Lube Oil Filters-Jacking Oil Filters
1377 | SJT |  | 3081 | HZ0937D32KNTWBYQ16 |  | 2 | New | PALL | Duplex Lube Oil Filter Assy-100 psi
1378 | SJT |  | 135 | HZ0937D32KSTWBYQ17 |  | 2 | Used | PALL | Duplex Lube Oil Filter Assy
1379 | SJT | Stairway | 6245 | HZ4754D24KSTWBYF29 |  | 1 | New | PALL | Duplex Fuel Oil Filter Assy, Uses HC9604FKS13Z filters
1380 | SJT |  | 134 | HZ8674D20KNP29 |  | 1 | New | PALL | Duplex Lube Oil Filter Assy, 50gpm, 1 1/4", 1200 psi
1381 | SJT |  | 6258 | HZ8674D20KNTWPYN46 |  | 1 | New | PALL | Duplex Fuel Oil Filter Assy, Uses HC9604FKS13Z filters
1382 | SJT |  |  | HZ9640D24KSTWDY465 |  | 1 | New | PALL | Duplex Fuel Oil Filter Assy, uses HC9600FKS13Z Filters
1383 | SJT |  |  | HZ9851A16DNSWPTRY518 |  | 4 | New | PALL | Filter Assembly for the Jacking Oil Skid, LM6000
1384 | SJT |  |  | 19R52A | FulFlo RA5 | 1 | New | Parker | Filter
1385 | SJT |  | 123 | HU 00157956 |  | 2 | New | RexRoth | Filters
1386 | SJT |  |  | XREF 0443 |  | 4 | New |  | Filters
1387 | SJT |  |  | Heat Exchangers with Fan Assys.
1388 | SJT |  |  | TTA-430 |  | 4 | New | Hayden | Double Fan SS Double Pass Cooler with two fans per unit with two 460 VAC motors
1389 | SJT |  |  | TT-327 | 727552-0001 | 1 | New | Hayden | Double Fan SS Double Pass Cooler with one fanand one 230/460 VAC motor with oil tank
1390 | SJT |  |  | TT-318 |  | 1 | New | Hayden | Double pass SS cooler
1391 | SJT |  |  | Motors
1392 | SJT |  | 5212 | 3GAA092342-BSE |  | 1 | New | ABB | M3AA 090 L-4, No. N5009P0 677/69
1393 | SJT |  |  | M3GP160MLC4B35 | 0914-010295730 | 1 | New | ABB | MOTOR
1394 | SJT |  |  | M3GP280SMB"4" Eexna II T3B3 |  | 2 | New | ABB | 100Hp/83 Hp, 50/60 Hz.
1395 | SJT |  |  | M3GP280SMB4B3 | 0832-010461167 | 1 | New | ABB | MOTOR
1396 | SJT |  |  | M3GP280SMB4B3 | 0750-010426281 | 1 | New | ABB | MOTOR
1397 | SJT |  |  | M3GP280SMB4B3 | 0833-010462708 | 1 | New | ABB | MOTOR
1398 | SJT |  |  | M3KP180MLB4B5 |  | 2 | New | ABB | MOTOR 25HP, 400VAC, 50HZ, 382A5230P0001
1399 | SJT |  |  | M3KP180MLB4B5 | 0727-010202716 | 1 | New | ABB | MOTOR 25HP, 400VAC, 50HZ, 382A5230P0001
1400 | SJT |  |  | M3KP180MLB4B5 | 0736-010211676 | 1 | New | ABB | MOTOR 25HP, 400VAC, 50HZ, 382A5230P0001
1401 | SJT |  |  | M3KP180MLB4B5 | 0740-010215667 | 1 | New | ABB | MOTOR 25HP, 400VAC, 50HZ, 382A5230P0001
1402 | SJT |  |  | M3KP180MLB4B5 | 0727-010202716 | 1 | New | ABB | MOTOR 25HP, 400VAC, 50HZ, 382A5230P0001
1403 | SJT |  |  | M3KP180MLB4B5 | 0736-010211676 | 1 | New | ABB | MOTOR 25HP, 400VAC, 50HZ, 382A5230P0001
1404 | SJT |  |  | M3KP180MLB4B5 | 0740-010215667 | 1 | New | ABB | MOTOR 25HP, 400VAC, 50HZ, 382A5230P0001
1405 | SJT |  |  | M3KP180MLB4B5 | 0727-010202715 | 1 | New | ABB | MOTOR 25HP, 400VAC, 50HZ, 382A5230P0001
1406 | SJT |  |  | M3KP180MLB4B5 | 0727-010202709 | 1 | New | ABB | MOTOR 25HP, 400VAC, 50HZ, 382A5230P0001
1407 | SJT |  |  | M3KP180MLB4B5 | 0727-010202708 | 1 | New | ABB | MOTOR 25HP, 400VAC, 50HZ, 382A5230P0001
1408 | SJT |  |  | M3KP180MLB4B5 | 0734-010209038 | 1 | New | ABB | MOTOR 25HP, 400VAC, 50HZ, 382A5230P0001
1409 | SJT |  |  | M3KP180MLB4B5 | 0734-010209034 | 1 | New | ABB | MOTOR 25HP, 400VAC, 50HZ, 382A5230P0001
1410 | SJT |  |  | M3KP180MLB4B5 | 0530-010211479 | 1 | New | ABB | MOTOR 25HP, 400VAC, 50HZ, 382A5230P0001
1411 | SJT |  |  | M3KP180MLB4B5 | 0530-010211478 | 1 | New | ABB | MOTOR 25HP, 400VAC, 50HZ, 382A5230P0001
1412 | SJT |  |  | M3KP180MLB4B5 | 0734-010209037 | 1 | New | ABB | MOTOR 25HP, 400VAC, 50HZ, 382A5230P0001
1413 | SJT |  |  | M3KP180MLB4B5 | 0811-010239450 | 1 | New | ABB | MOTOR 25HP, 400VAC, 50HZ, 382A5230P0001
1414 | SJT |  |  | M3KP180MLB4B5 | 0810-010237693 | 1 | New | ABB | MOTOR 25HP, 400VAC, 50HZ, 382A5230P0001
1415 | SJT |  |  | M3KP180MLB4EEXDEIIBT4B5 | 0403-010243172 | 1 | AR | ABB | 25HP MOTOR
1416 | SJT |  |  | MFG502013 |  | 1 | New | ABB | MOTOR 460 VAC 3 PHASE
1417 | SJT |  |  | 377A1009P0001 | 5KE405SFC224B | 5 | New | GE | 100Hp/83 Hp, 50/60 Hz., TEFC, 1785/1485 rpm, Amp 109/106, 1368#, Frame 405TC, 460V/380V
1418 | SJT |  |  | 5BY553XC001A800 | 377A6634P0001 | 8 | New | GE Kinamatic | 125 VDC Direct Current Motors, 5 HP with MOOG Lube Oil Pump #8009-1027, 1750 rpm
1419 | SJT |  |  | 5K6S256SAB236 |  | 1 | New | GE | GE ELECTRIC MOTOR
1420 | SJT |  | 5086 | 5KS215SAB143 |  | 3 | New | GE | Extra Severe Duty, 460/230, 11A/13.4 A, 50/60 Hz., 7.5 kW, TEFC, Frame 215TC, 3 Ph
1421 | SJT |  |  | 5KS445SAA131H6 |  | 1 | New | GE | GE 90HP ELECTRIC MOTOR
1422 | SJT |  | 5086 | 5KS215SAB146 |  | 1 | New | GE | Extra Severe Duty, 460/230, 11A/13.4 A, 50/60 Hz., 7.5 kW, TEFC, Frame 215TC, 3 Ph
1423 | SJT |  | 10007 | HH 449TSTFS16513BAW | WAA056442 | 1 | New | GE/Marathron | 386A3985P0002, 200 HP, 400VAC, 50 Hz., 2975 RPM,
1424 | SJT |  | 5322 | E1A-0221-S80-ADO | W029212 | 1 | New | Hytork | Hytork Controls "Hytork-221"
1425 | SJT |  | 5022 | 254TTGN6536 |  | 1 | New | Marathon Electric | 15-12 1/2 HP, rpm 1775/1470, 3Ph, 50/60Hz.,Explosion Proof, Frame 254TC, Jacking Oil Pump
1426 | SJT |  |  | 2B 215TTGS7397 |  | 3 | New | Marathon Electric | Frame 215T, 3 Ph,Cont Duty-Severe, 50/60 Hz., 4.2/5 HP
1427 | SJT |  | 5361 | 8VJ 254TTGN6536AB L |  | 1 | Used | Marathon Electric | Frame 254TC, 3 Ph, Cont Duty-Severe, 1775 rpm, 50/60 Hz., 12.5/15 HP, Jacking Oil Pump
1428 | SJT |  | 5364 | WL 215TTGS7383AN L |  | 1 | Used | Marathon Electric | Frame 215T, 3 Ph., Cont Duty-Severe, 1150 rpm, 60 Hz,5 HP
1429 | SJT |  | 5362 | XF 21511GS7397AN L |  | 1 | Used | Marathon Electric | Frame 215T, 3 Ph,Cont Duty-Severe, 50/60 Hz., 4.2/5 HP
1430 | SJT |  | 5363 | XF 21511GS7397AN L |  | 1 | Used | Marathon Electric | Frame 215T, 3 Ph,Cont Duty-Severe, 50/60 Hz., 4.2/5 HP
1431 | SJT |  | 6256 | IMJ91842YP60 |  | 2 | New | Siemens | Type RGZZE50, 230/460, 60 Hz., 3PH, 3600 rpm
1432 | SJT |  | 5024/5025 | RGZVESD |  | 2 | New | Siemens | 10 HP, 3 Ph, 230/460, 60 Hz., TEFC PE 21 Plus, 215 TC
1433 | SJT |  |  | d-GMFZE 1718/3 | G-MOT | 1 | Used | Winkelmann | 125 VDC Direct Current Motors, 15 HP 2004 100.1 A, 11.2kW, -20/50 deg C
1434 | SJT |  |  | Pumps & Valves & Reduction Boxes |  | 61
1435 | SJT |  | 3100 | ABSBDCM01-JE |  | 1 | New | Anderson Greenwood | 1/2", 800 psi, capacity 97 gpm, pressure relief valve
1436 | SJT |  |  | VCRE | 216A4604P0002 | 2 | New | Buffalo Pumps | Size 7011, CW, 293 Head, 740 GPM, 2950 RPM Pump
1437 | SJT |  |  | 8497893-8441 |  | 1 | New | Buschjost GMBH | Solenoid Valve 0-50 Bar
1438 | SJT |  | 5214 | 7061 S.S. |  | 1 | New | C.T.C. | Pump Regulator, 10-70 gpm, 400-1000 psi, 306025
1439 | SJT |  |  | CON-150-SS |  | 2 | New | Check-All Valve | Check Valves 1 1/2" Stainless
1440 | SJT |  |  | CON-100-SS |  | 1 | New | Check-All Valve | Check Valves 1" Stainless
1441 | SJT |  | 5216 | 73 50C4 60P 4-80 | 159285.2 | 1 | New | Co -Ax | Solenoid Valve, 0-150 Psi, 0-40 Bar, 600psi.
1442 | SJT |  | 5103 | 14 25C6N112DE 24A |  | 1 | New | Co-Ax | 0-100 Bar, 24 VDC, MK252C6100TTN11/2T6AXBG1XXY
1443 | SJT |  | 5104 | 382A5646F0001 |  | 1 | New | Co-Ax | 3/4" Solenoid Valve, 14 10C6N 34DE 24E, 24 VDC, 0-16 Bar
1444 | SJT |  |  | C202N0560MR143/050 | 1215949/950 | 2 | New | Com Trac | Adjustable Speed Drives, 56.4 to 1, 1750 rpm in, 31 rpm out, 1772 in/lb torque
1445 | SJT |  | 3112 | W9719 |  | 1 | New | Dayton Electrical | 120VAC 50/60 Solenoid valve 1/2"
1446 | SJT |  | 3106 | HT 18993 |  | 31 | New | Derbyshire | SS MPI 2525, 316SS, 1/4" FNPT M3479, 6000 WOG
1447 | SJT |  | 3101 | 225HIC4A3CE01 |  | 1 | New | DFT | 2" Class 600 DFT, Excalibur Check Valve, 316 SS Trim
1448 | SJT |  | 3105 | 10P053 |  | 6 | New | Dragon | 10P053
1449 | SJT |  | 3104 | 16120-33/16132-DJ |  | 2 | New | Dragon | 6000 psi, 1/4"
1450 | SJT |  |  | P142, DK-LOK |  | 2 | New | Enerpac | Hydraulic Hand Pumps
1451 | SJT |  | 3113 | 667CFR-239 |  | 1 | New | Fisher | 0-125 psi. max 250 psi, pressure regulator
1452 | SJT |  | 3108 | Type 99 HH |  | 2 | New | Fisher | 400 psi at 300F, Viton, 150-925 spring, CF8M
1453 | SJT |  | 3116 | VSS5RT YS 175 RL7 |  | 1 | New | Fulflo | Regulator CF8M
1454 | SJT |  | 3109 | CF8M K16 |  | 3 | New | Fulflo | Regulator CF8M
1455 | SJT |  | 6492 | 382A9667P0001 |  | 1 | New | Goulds | Mech Seal Assy
1456 | SJT |  | 5051-52,5057-59, 5203-04 | 66618001/261103 | 011/002 | 7 | New | GSR | Gas Fuel Solenoid Valve,K0592710, DN50 Series 11.03,Druck 1-50 Bar, Buschjost BAU11672
1457 | SJT |  |  | AU201996/1630F007 |  | 1 | New | GSR | Solenoid Valve Pressure 0-50 BAR, 24 VDC with thre way block Valve 51262001, 214/002, 290402
1458 | SJT |  |  | AU202343/HEA00032 |  | 1 | New | GSR | Solenoid Ball Valve, Type 04.02 DN50, 24 VDC, EA Actuator EE620852, PA/14052
1459 | SJT |  | 5036 | AV25660A5E |  | 1 | New | Hydraulic Pump | Aluminum HA2 95M
1460 | SJT |  |  | AG3DKH-400/255 |  | 2 | New | IMO | Submersible Vertial Lube Oil Pump-LM6000
1461 | SJT |  |  | AG3DKHX-312P/254 |  | 1 | New | IMO | Submersible Vertial Lube Oil Pump-LM2500
1462 | SJT |  |  | ACE 032N3 NVBP | 626787 | 1 | New | IMO/Weir | Generator Lube Oil Pump
1463 | SJT |  |  | ACE 038N3 NVBP | 511098/538043/494016(A101) | 3 | New | IMO/Weir | Generator Lube Oil Pump
1464 | SJT |  |  | ACG 070N6 IVB0 |  | 3 | New | IMO/Weir | Generator Lube Oil Pump
1465 | SJT |  |  | D3EBTCS-162 | 3252/753, L8235-01 | 1 | New | IMO/Weir | Generator Lube Oil Pump
1466 | SJT |  |  | 64125RIW051A | 098879-01 | 1 | New | IMO/Weir | Pump- High Pressure
1467 | SJT |  |  | 86160RIW039A-1 |  | 1 | New | IMO/Weir | Pump- High Pressure and motor skid complete
1468 | SJT |  | 5297 | 2959188/3335750 | 2228 | 26 | New | Kepner | Check Valve
1469 | SJT |  |  | 2320 |  | 1 | New | Kepner | Check Valve
1470 | SJT |  |  | 2351 |  | 1 | New | Kepner | Check Valve
1471 | SJT |  | 128 | 377A6634P0001 | 8009-1027 | 8 | New | MOOG | DCMotor/ Lube Oil Pump Assy., LM6000 125VDC emergency lube oil motor/MOOG pump
1472 | SJT |  | 6248 | 2 511H13 |  | 1 | New | Mueller | Steam Valve Butterfly Valve
1473 | SJT |  | 3107 | V5225CT |  | 6 | New | PGI | 316 SS, 10,000 psi at 200F, 80,000 psi at 150F
1474 | SJT |  | 6406 | 3-406-3029 |  | 2 | New | Velan | 1733, Assembly Valve
1475 | SJT |  | 6247 | 1423 FJP 4 |  | 2 | Used | Visi-Flo | Flange Flow Valve Sight Ports, 200 psi, 225 deg F, PSD52F011P-S, P/N HU0215780/NSD62F011P,S043A-139/PSD52F011P-5, HU0215780
1476 | SJT |  |  | 6+E1474:J148257603 |  | 1 | New | Weir Specialty Pumps | Roto Jet Pumps Gear Ratio 1.1509
1477 | SJT |  |  | 657604 | 09M1815 | 1 | New | Weir Specialty Pumps | Roto Jet Pumps Gear Ratio 1.2353
1478 | SJT |  |  | 657605 | 05M1303/07M1508 | 2 | New | Weir Specialty Pumps | Roto Jet Pumps Gear Ratio 1.3265
1479 | SJT |  |  | 657606 | 98M353 | 3 | New | Weir Specialty Pumps | Roto Jet Pumps Gear Ratio 1.4255
1480 | SJT |  |  | 657607 | 99M414 | 1 | New | Weir Specialty Pumps | Roto Jet Pumps Gear Ratio 1.5333
1481 | SJT |  |  | 657608 | 07M1561/08M1586/07M1562 | 3 | New | Weir Specialty Pumps | Roto Jet Pumps Gear Ratio 1.6512
1482 | SJT |  |  | ROHAIII 3X2 - CAP 65 gpm | 06DR75189-02 | 1 | New | Weir Specialty Pumps | ROTO JET PUMP SIZE S375 CAP 65, S043A-1432
1483 | SJT |  |  | ROHAIII 3x2 - CAP 70 gpm | 05DR74883-06 | 1 | New | Weir Specialty Pumps | ROTO JET PUMP SIZE S375 CAP 70, RPM 5060, Hort-In/Out
1484 | SJT |  |  | ROA IV - CAP 40 gpm | 95RD98028 | 1 | New | Weir Specialty Pumps | ROTO JET PUMP SIZE C266 CAP40
1485 | SJT |  | 3102 | 00-5420-21 |  | 1 | New | Wilden | Air Operated Double Diaphragm Pump
1486 | SJT |  | 5074 | 14 25C6S151DE |  | 1 | New | XX Coax | Diesel, 0-100 Bar 114187-02, 24 VDC
1487 | SJT
1488 | SJT |  |  | Clutches
1489 | SJT |  |  | 6601-01-019C |  | 2 | New/OHV | Hilliard | Hydraulic Starter Clutch
1490 | SJT |  |  | Hydraulic Starters
1491 | SJT |  |  | H-1091 | USA 19913 | 1 | New/OHV | HydroMechSystems | Hydraulic Pump
1492 | SJT |  |  | H-1110 | A924930809 | 1 | New/OHV | HydroMechSystems | Hydraulic Pump
1493 | SJT |  |  | AA4VG180EP2D1/32R | USA55893 | 1 | New | RexRoth | Hydraulic Starter-Brueninghaus Hydromatik
1494 | SJT |  | 6698/6699/6700 | AA4VG180EP2D1/32R |  | 3 | New | RexRoth | Hydraulic Starter-Brueninghaus Hydromatik
1495 | SJT |  |  | AA6VM107HA/63W-VSD527A-E |  | 1 | OHV | RexRoth | Hydraulic Starter-Brueninghaus Hydromatik
1496 | SJT |  |  | AA6VM160HA1/63W-VSD527A | USA54563/53939 | 2 | New | RexRoth | Hydraulic Starter-Brueninghaus Hydromatik
1497 | SJT |  |  | AA6VM28HA1/63W-VZB027A | USA 55114 | 1 | New | RexRoth | Hydraulic Starter-Brueninghaus Hydromatik
1498 | SJT |  |  | 90R100KX1AB0P4S1 | 0323-9303 | 1 | New | Sauer Danfoss | Hydraulic Starter
1499 | SJT |  |  | 0910-93056 | 90R100KC1NN80P49 | 1 | New | Sauer Danfoss | DANFOSS HYDRAULIC STARTER
1500 | SJT |  |  | AA4V250EL2R2C2011 | USA 34019 | 1 | Used | RexRoth | Hydraulic Starter-LM5000-Pump & Motor, 24V W/M Stroke B
1501 | SJT |  |  | Wash Systems
1502 | SJT |  |  | HT150 |  | 1 | New | Rochem | Fyrewash System-Complete Tank System LM5000(1)
1503 | SJT |  |  | ? |  | 2 | New | AC Smith & Co | SS Waterwash Systems, 1 on a Cart and 1 On Pallet, 200L Water/100L Detergent-Automatic Feed
1504 | SJT |  |  | Heaters
1505 | SJT |  | 6381 | SEF17 |  | 4 | New | Chromolox | Generator Space Heaters, 275V, 500 watts
1506 | SJT |  | 6367 | SL140810-000 |  | 2 | New | Hotstart | Tank Heater, 208 VAC, 4000 watts w/thermostat
1507 | SJT |  | H143 | FE1-230150-028-T |  | 1 | New | Ruffneck | Explosion Proof HEATER, 230VAC, 50 Hz., 1 PH, 2.8 KW
1508 | SJT |  | H114/H118 | FE1-400350-069-T |  | 2 | New | Ruffneck | Explosion Proof HEATER, 400VAC, 50 Hz., 3 PH, 6.9 KW
1509 | SJT |  | H123/130 | FX412-400350-6.9-T |  | 2 | New | Ruffneck | Explosion Proof HEATER, 400VAC, 50 Hz., 3 PH, 6.9 KW
1510 | SJT |  | H135/136 | FX412-480360-5 |  | 2 | New | Ruffneck | Explosion Proof HEATER, 480V, 60 Hz., 480 VAC, 3 PH 5 KW
1511 | SJT |  | H113/H124 | FX412-480360-5 |  | 2 | New | Ruffneck | Explosion Proof HEATER, 480V, 60 Hz., 480 VAC, 3 PH 5 KW
1512 | SJT |  | H127/134 | FX412-480360-5-T |  | 2 | New | Ruffneck | Explosion Proof HEATER, 480V, 60 Hz., 480 VAC, 3 PH 5 KW
1513 | SJT |  | 6542/H139/H140/H141 | FX4-208160-030-T |  | 4 | New | Ruffneck | Explosion Proof HEATER, 208VAC, 60 Hz, 1PH, 3.0 KW
1514 | SJT |  | H116/117/119/120/121 | FX4-400350-6.9-T CE |  | 5 | New | Ruffneck | Explosion Proof HEATER, 400VAC, 50 Hz., 3 PH, 6.9 KW
1515 | SJT |  | H133 | FX4-480360-050-T |  | 1 | New | Ruffneck | Explosion Proof HEATER, 480V, 60 Hz., 480 VAC, 3 PH 5 KW
1516 | SJT |  | H137/H138 | FX5-208160-030-WT |  | 2 | New | Ruffneck | Explosion Proof HEATER, 208VAC, 60 Hz, 1PH, 3.0 KW
1517 | SJT |  | H101-109,111 | FX5-480360-050-WT |  | 10 | New | Ruffneck | Explosion Proof HEATER, 480V, 60 Hz., 480 VAC, 3 PH, 5 KW
1518 | SJT |  | H144/H145 | FX5-480360-100-WT |  | 2 | New | Ruffneck | Explosion Proof HEATER, 480V, 60 Hz., 480 VAC, 3 PH, 10 KW
1519 | SJT |  | H132 | XL412-220150-4.2 |  | 1 | New | Ruffneck | Explosion Proof HEATER, 220V, 1PH.,50 Hz.
1520 | SJT |  | 6081 | 9201125 | 43959-05 | 1 | New | Tranberg | Enclosure Heater, 250 VAC, 50/60Hz., Max 500W
1521 | SJT |  | 6467 | XB1-3075T2DT |  | 4 | New |  | Explosion Resistant Convection Heater, 208V, 1PH, 750W
1522 | SJT |  |  | Fan Belts
1523 | SJT |  |  | 5VX1000 |  | 4 | New | Gates | Enclosure Fan V-Belts
1524 | SJT |  |  | 5VX1500 |  | 28 | New | Gates | Enclosure Fan V-Belts
1525 | SJT |  |  | BX77 |  | 1 | New | Gates | Enclosure Fan V-Belts
1526 | SJT |  |  | LM2500/2500+ Major Pieces
1527 | SJT |  |  | Woodward 43027 Fuel Control System | Dual Fuel with 301 Digital Sequencers | 2 | Used/Tested | Woodward | 2 Complete Dual Fuel Control Systems with 301 Digital Sequencers
1528 | SJT |  |  | L44569P07/08/11 | 9902-700 S/N WYF00226 | 1 | Used | GE | VSV Servo Pump Unit LM2500, can be updated to the 9902-461
1529 | SJT |  |  | 9902-411 |  | 5 | New | Woodward | VSV Servo Valve LM2500+
1530 | SJT |  |  | L44780P01 |  | 1 | Used | GE | PT Speed Sensor-LM2500
1531 | SJT |  |  | 377A6994P0001 |  | 7 | New | AeroVent | Hartzell 50/60 HZ Exhaust Fans LM2500 | Fan# C-31386 CE-50, TCF 30B731-VABD-2080-25HP/ABB
1532 | SJT |  |  | 382A7120P0001 | 18BIA-CDD-1745-1 | 1 | New | AeroVent | TCF Aero Vent 3000 CFM, 1745 rpm AeroVent P/N 10391699-1-1
1533 | SJT |  |  | 216A5084P0002 | 20BIA-CDD-1437-2 | 1 | New | AeroVent | TCF Aero Vent 5000 CFM, 1437 rpm
1534 | SJT |  |  | 334A3808P0001 | 42B725-VABD-1798 | 1 | New | AeroVent | TCF Aero Vent 35,000 CFM, 1798 rpm
1535 | SJT |  | Hou | LM2500+ |  | 2 | New | Brush | Electric Generator Filter Houses |  | O.D. 34", I.D. 29.5", height f/t/f 36" 12,000 cfm
1536 | SJT |  |  | L21223G03 | FIA 00537 | 1 | OHV | GE | Bellmouth-Freshly Epoxy painted |  |  | EC 180M/L48 GGP182410 |  |  | 18.5 KV | 1474 rpm | 36 A
1537 | SJT |  |  |  |  | 1 | Used | GE | Bellmouth for LM1600 |  |  | DG 138148450456
1538 | SJT |  | 6464 | 125688-01-800614 |  | 1 | New | Proserv Crane | Lifting Fixture Pin LM2500 DLE |  |  | 400 | D | 50 Hz
1539 | SJT |  |  | B035963 |  | 3 | New | GAS TOPS | Lube Oil Debris Monitoring Kits Complete | [5 empty] | 18.5 KV | 1470 rpm | 21.5 A
1540 | SJT |  |  | 386A7352P0001 | with 2 Micro-Switches 1/4" NPT | 1 | New | Nuovo Pignone | Liquid Fuel Vent Valve with Limit Switches
1541 | SJT |  |  | LM5000 Major Pieces | [7 empty] | 660 | Y | 50 Hz | 18.5 KV | 1476 rpm | 35 A
1542 | SJT5 |  |  | K109G01 |  | 1 | New | GE | 8th Stage Vane
1543 | SJT5 |  |  | K363P21 |  | 20 | OHV | GE | 13th Stage Vanes
1544 | SJT5 |  |  | L14546P02 |  |  | Used | GE | Bracket
1545 | SJT5 |  |  | L16626G01 |  | 5 | Used | GE
1546 | SJT5 |  |  | L21131P02 |  | 1 | Used | GE | Chip Detector Probe
1547 | SJT5 |  |  | L21289P01 | S/N LJA1854 & 30907 | 2 | OHV | GE | Lube Oil Scavenge Pump
1548 | SJT5 |  |  | L21398P02 |  | 2 | Used | GE | Bracket
1549 | SJT5 |  |  | L21431G02 |  | 1 | New | GE | Seal assy
1550 | SJT5 |  |  | L21454P04 |  | 2 | Used | GE/Unison | Ignition Boxes, Unison P/N 10-392775-4
1551 | SJT5 |  |  | L21709P001 |  | 1 | Used | GE | Bracket
1552 | SJT5 |  |  | L21738P001A |  | 2 | Used | GE | Bracket
1553 | SJT5 |  |  | L21803P01 |  | 4 | New | GE | Gasket
1554 | SJT |  | 1114,1115 | L21849P24 |  | 1 | Used | GE | Plate
1555 | SJT5 |  | T18 | L24678G01 |  | 1 | Used | GE | Tubes
1556 | SJT5 |  | T25 | L24686G01 |  | 1 | Used | GE | Tubes
1557 | SJT5 |  |  | L24725P001A |  | 1 | Used | GE | Bracket
1558 | SJT5 |  |  | L24726P001A |  | 1 | Used | GE | Bracket
1559 | SJT5 |  |  | L24738P001 |  | 1 | Used | GE | Bracket
1560 | SJT5 |  |  | L24746G01 |  | 1 | Used | GE | Tubes
1561 | SJT5 |  | T11 | L24748G01 |  | 4 | Used | GE | Tubes
1562 | SJT5 |  | T21/T33 | L24750G02/G01 |  | 2 | Used | GE | Tubes
1563 | SJT5 |  |  | L2476?G01 |  | 1 | Used | GE | T44 Bracket
1564 | SJT5 |  |  | L24762G01 |  | 1 | Used | GE | T44 Bracket
1565 | SJT5 |  |  | L24764G01 |  | 1 | Used | GE | Bracket
1566 | SJT5 |  |  | L24765G01 |  | 1 | Used | GE | T44 Bracket
1567 | SJT5 |  |  | L24765G01 |  | 13 | Used | GE | Bracket
1568 | SJT5 |  |  | L24769G01 |  | 1 | Used | GE | Bracket
1569 | SJT5 |  |  | L24815G02 |  | 1 | Used | GE | Bracket
1570 | SJT5 |  |  | L24821P001A |  | 12 | Used | GE | Bracket
1571 | SJT5 |  |  | L24825G01 |  | 1 | Used | GE | Bracket
1572 | SJT5 |  |  | L24907P001 |  | 1 | Used | GE | Bracket
1573 | SJT5 |  |  | L24913P15 | WYG 78137 | 1 | OHV/Certified | GE/Woodward | VG Controller, Woodward P/N #8580-115
1574 | SJT5 |  |  | L24913P17 | WYG 77578 | 1 | OHV/Certified | GE/Woodward | VG Controller, Woodward P/N #8580-117
1575 | SJT |  |  | L24922P03 |  | 1 | New | Chandler Evans | Hydraulic Pump-VG
1576 | SJT5 |  |  | L24924P001 |  | 1 | Used | GE | Bracket
1577 | SJT5 |  |  | L24933P001 |  | 1 | Used | GE | Bracket
1578 | SJT5 |  |  | L24969P001A |  | 1 | Used | GE | T44 Bracket
1579 | SJT5 |  |  | L24972P03 |  | 3 | Used | GE | Bracket
1580 | SJT5 |  |  | L24972P04 |  | 4 | Used | GE | Manifold Bracket
1581 | SJT5 |  |  | L24972P04 |  | 3 | Used | GE | Bracket
1582 | SJT5 |  |  | L24973P01 |  | 1 | Used | GE | Link
1583 | SJT5 |  |  | L24973P01 |  |  | Used | GE | Link
1584 | SJT |  |  | L24983G05 | 687 | 50 | New | GE | 5/16" x 5/16" 24TPI, RH Male Rod End Bearing
1585 | SJT5 |  |  | L24983G06 |  | 1 | New | GE | Rod End
1586 | SJT |  |  | L24983G06 | 812 | 50 | New | GE | 5/16" x 5/16" 24TPI, LH Male Rod End Bearing
1587 | SJT5 |  |  | L24983G06 |  | 3 | Used | GE | Rod End
1588 | SJT5 |  |  | L25028G03 |  | 1 | Used | GE | Bracket
1589 | SJT5 |  | T26 | L25036G02 |  | 2 | Used | GE | Tubes
1590 | SJT5 |  | T28 | L25038G01 |  | 1 | Used | GE | Tubes
1591 | SJT5 |  | T09 | L25044G01 |  | 1 | Used | GE | Tubes
1592 | SJT5 |  | T08 | L25046G01 |  | 1 | Used | GE | Tube
1593 | SJT5 |  |  | L25052G03 |  | 1 | Used | GE | Bracket
1594 | SJT5 |  |  | L25053G02 |  | 1 | Used | GE | Bracket
1595 | SJT5 |  |  | L25054G01 |  | 1 | Used | GE | Bracket
1596 | SJT5 |  |  | L25055P001A |  | 1 | Used | GE | Bracket
1597 | SJT |  |  | L25061P01/8901-134 | WYC 81849 | 1 | Used | GE | CIT Sensor-8901-134
1598 | SJT5 |  |  | L25082G01 |  | 1 | Used | GE | Bracket
1599 | SJT5 |  |  | L25115G01 |  | 1 | Used | GE | Bracket
1600 | SJT5 |  |  | L25398P01 |  | 2 | Used | GE | Bracket
1601 | SJT5 |  |  | L25398P02 |  | 2 | Used | GE | Bracket
1602 | SJT5 |  |  | L25399P01 |  |  | Used | GE | Bracket
1603 | SJT5 |  |  | L25399P02 |  | 3 | Used | GE | Bracket
1604 | SJT5 |  |  | L28004P01 |  | 2 | New | GE | VG Gasket
1605 | SJT5 |  | T27/T32 | L28043G02 |  | 2 | Used | GE | Tubes
1606 | SJT5 |  |  | L28204P001A |  | 2 | Used | GE | Bracket
1607 | SJT5 |  | T15 | L283357P001 |  | 1 | Used | GE | PS3 Bracket and tube
1608 | SJT5 |  | T14 | L28239G01 |  | 1 | Used | GE | Tubes
1609 | SJT |  |  | L28339P01 |  | 1 | New | GE | T3 Sensor
1610 | SJT5 |  |  | L2836?P001A |  | 1 | Used | GE | T44 Bracket
1611 | SJT5 |  |  | L28366P001A |  | 1 | Used | GE | Bracket
1612 | SJT5 |  |  | L28367P001A |  | 1 | Used | GE | T44 Bracket
1613 | SJT5 |  |  | L28367P001A |  | 1 | Used | GE | Bracket
1614 | SJT5 |  |  | L28480G01 |  |  | Used | GE | Tube-Inst Air SS
1615 | SJT5 |  |  | L31039P01 |  | 1 | Used | GE | Bracket
1616 | SJT5 |  |  | L31039P01 |  | 1 | Used | GE | Bracket
1617 | SJT5 |  |  | L31042P02 |  | 1 | Used | GE | Bracket
1618 | SJT5 |  |  | L31042P02 |  | 3 | Used | GE | Bracket
1619 | SJT5 |  |  | L31043G01 |  | 1 | New | GE | Frame Horn
1620 | SJT5 |  |  | L31049G01 |  |  | Used | GE | Bracket
1621 | SJT5 |  |  | L31177P02 |  | 2 | New | GE | Seal Retainer
1622 | SJT5 |  | T19 | L31236G01 |  | 1 | Used | GE | Tubes
1623 | SJT5 |  | T01 | L31245G01 |  | 1 | Used | GE | Tubes
1624 | SJT5 |  |  | L31246G01 |  | 1 | Used | GE | Bracket
1625 | SJT5 |  |  | L31246G04 |  | 1 | Used | GE | Bracket
1626 | SJT5 |  |  | L31247G05 |  | 1 | Used | GE | Bracket
1627 | SJT5 |  |  | L31265P12 |  | 3 | Used | GE | Bracket
1628 | SJT5 |  |  | L31266P10 |  | 2 | Used | GE | Bracket
1629 | SJT5 |  |  | L31283G01 |  | 1 | Used | GE | Bracket
1630 | Hou |  |  | L31476P08 |  | 5 | OHV | GE | Overhauled by MTU
1631 | SJT5 |  |  | L31736G08 |  | 3 | Used | GE | Fuel Nozzles
1632 | SJT5 |  |  | L31840P001A |  | 2 | Used | GE | Bracket
1633 | SJT |  | 5340 | L34320P09 |  | 1 | OHV | Schlumberger | 57187-PA4301-75-22677, S/N STB R8299, Factory Sealed Pressure Transmitter
1634 | SJT5 |  |  | L34883P001A |  | 1 | Used | GE | Bracket
1635 | SJT5 |  |  | L35063P01A |  | 1 | Used | GE | Bracket
1636 | SJT5 |  |  | L35063P02A |  | 1 | Used | GE | Bracket
1637 | SJT5 |  |  | L35066P001A |  | 1 | Used | GE | Bracket
1638 | SJT5 |  |  | L35080G01 |  | 1 | Used | GE | Tubes
1639 | SJT5 |  | T05/T24 | L35086G01 |  | 2 | Used | GE | Tubes
1640 | SJT5 |  |  | L35088G01 |  | 1 | Used | GE | Tubes
1641 | SJT5 |  | T02 | L35090G01 |  | 1 | Used | GE | Tubes
1642 | SJT5 |  | T30 | L35098G01 |  | 1 | Used | GE | Tubes
1643 | SJT5 |  |  | L35104G01 |  | 2 | Used | GE | Bracket
1644 | SJT5 |  |  | L35105P001 |  | 1 | Used | GE | Bracket
1645 | SJT5 |  |  | L35106P001A |  | 1 | Used | GE | Bracket
1646 | SJT5 |  | T22 | L35116G01 |  | 1 | Used | GE | Tubes
1647 | SJT5 |  |  | L35127P001A |  | 1 | Used | GE | Bracket
1648 | SJT5 |  |  | L35132P001A |  | 1 | Used | GE | Bracket
1649 | SJT5 |  | T29 | L35135G01 |  | 1 | Used | GE | Tubes
1650 | SJT5 |  | T31 | L35136G01 |  | 2 | Used | GE | Tubes
1651 | SJT5 |  |  | L35151G01 |  |  | Used | GE | F/S Bracket
1652 | SJT5 |  |  | L35152G01 |  | 3 | Used | GE | F/S Bracket
1653 | SJT5 |  |  | L35158G03 |  | 1 | Used | GE | Bracket
1654 | SJT5 |  |  | L35165P001 |  | 1 | Used | GE | Bracket
1655 | SJT |  | 6286 | L35166P01 |  | 4 | Used | GE | Lube Oil RTDs
1656 | SJT5 |  |  | L35166P01 |  | 11 | Used | GE | RTD-Lube Oil Scavenge Pump
1657 | SJT5 |  |  | L35169P01 |  | 2 | New | GE | T44 Harness Bot Right
1658 | SJT5 |  |  | L35169P01 | 6405 | 1 | New | GE | Bottom Right T44 T/C Segment
1659 | SJT5 |  |  | L35169P01 | 6405 | 1 | U/S | GE | Bottom Right T44 T/C Segment
1660 | SJT5 |  |  | L35171P01 |  | 1 | New | GE | T44 Harness Top Left
1661 | SJT5 |  |  | L35171P01 | 6469 | 1 | U/S | GE | Top Left T44 T/C Segment
1662 | SJT5 |  |  | L35173P01 |  | 4 | New | GE | T44 Harness Bot Left
1663 | SJT5 |  |  | L35173P01 | 3538 | 2 | New | GE | Bottom Left T44 T/C Segment
1664 | SJT5 |  |  | L35173P01 | 3538 | 1 | U/S | GE | Bottom Left T44 T/C Segment
1665 | SJT5 |  |  | L35176G01 |  | 1 | Used | GE | Tubes
1666 | SJT |  |  | L35192P02 | PMA 1453 | 50 | New | GE | 3/8" x 3/8" 24TPI RH Male Rod End
1667 | SJT |  |  | L35193P02 | PMA 954 | 50 | New | GE | 3/8" x 3/8" 24TPI RH Female Rod End
1668 | SJT5 |  |  | L35201P001A |  | 2 | Used | GE | Bracket
1669 | SJT5 |  | T17 | L35220G01 |  | 10 | New | GE | J Tubes
1670 | SJT5 |  |  | L35228P20 |  | 4 | New | GE | Gasket
1671 | SJT5 |  |  | L35237G01 |  | 6 | Used | GE | Bracket
1672 | SJT5 |  |  | L35237G02 |  | 4 | Used | GE | Bracket
1673 | SJT5 |  | T12 | L35238G01 |  | 4 | Used | GE | Tubes
1674 | SJT5 |  |  | L35241P01 |  | 2 | Used | GE | Bracket
1675 | SJT5 |  |  | L35241P01 |  | 1 | Used | GE | Link
1676 | SJT5 |  |  | L35245P01 |  | 1 | Used | GE | 3/8" x 3/8" 24TPI RH Male Rod End
1677 | SJT |  |  | L35245P01 | PMA RH674 | 50 | New | GE | 3/8" x 3/8" 24TPI RH Male Rod End
1678 | SJT |  |  | L35245P02 | PMA LH200 | 50 | New | GE | 3/8" x 3/8" 24TPI LH Male Rod End
1679 | SJT5 |  |  | L35248P10 |  | 1 | New | GE | Gasket
1680 | SJT5 |  | T03 | L35276G05 |  | 2 | Used | GE | Tubes
1681 | SJT5 |  |  | L35320G01 |  | 1 | Used | GE | Tube
1682 | SJT5 |  | T07 | L35336G01 |  | 1 | Used | GE | Tubes
1683 | SJT5 |  | T10 | L35338G01 |  | 1 | Used | GE | Tubes
1684 | SJT5 |  |  | L35350P04 |  | 96 | New | GE | Packing
1685 | SJT5 |  |  | L35357P001A |  | 4 | Used | GE | Bracket
1686 | SJT5 |  |  | L35386G01 |  |  | Used | GE | Tubes
1687 | SJT5 |  |  | L35437P03 |  | 2 | New | GE | Gasket
1688 | SJT5 |  |  | L35447P03 |  | 2 | Used | GE | Bracket
1689 | SJT5 |  |  | L35448G01 |  | 2 | Used | GE | Bracket
1690 | SJT5 |  |  | L35472P001 |  | 1 | Used | GE | Bracket
1691 | SJT5 |  | T04 | L35489G01 |  | 1 | Used | GE | Tubes
1692 | SJT5 |  | T20 | L35520G01 |  | 2 | Used | GE | Tubes
1693 | SJT5 |  |  | L35522G01 |  | 1 | Used | GE | Tubes
1694 | SJT5 |  | T13 | L35535G02 |  | 1 | Used | GE | Tubes
1695 | SJT5 |  |  | L35569G01 |  | 1 | Used | GE | Bracket
1696 | SJT5 |  |  | L35579P01 |  | 4 | New | GE | Gasket
1697 | SJT |  | 6142 | L35579P01 |  | 1 | New | GE | Flex-a-tallic
1698 | SJT5 |  |  | L35579P04 |  | 2 | New | GE | Gasket
1699 | SJT5 |  |  | L35607G01 |  | 1 | Used | GE | Bracket
1700 | SJT5 |  |  | L35619P001A |  | 1 | Used | GE | Bracket
1701 | SJT5 |  |  | L35626G02 |  | 1 | Used | GE | Tubes
1702 | SJT5 |  |  | L35661G01 |  | 5 | Used | GE | Bracket
1703 | SJT5 |  |  | L35665P001 |  | 1 | Used | GE | Bracket
1704 | SJT5 |  |  | L35666P001A |  | 1 | Used | GE | Bracket
1705 | SJT5 |  |  | L35681P001 |  | 1 | Used | GE | Bracket
1706 | SJT5 |  |  | L35682P001A |  | 1 | Used | GE | Bracket
1707 | SJT5 |  | T23 | L35686G01 |  | 1 | Used | GE | Tubes
1708 | SJT |  |  | L35691P04 | S/N GWD25608 | 2 | New | GE | Lube Oil Tube
1709 | SJT5 |  |  | L35804P001A |  | 1 | Used | GE | Bracket
1710 | SJT5 |  |  | L43020P08 | 11500 | 8 | New | GE | T44 Cables from T/C to Junction Boxes, 83311-46669-2, New OEM
1711 | SJT |  |  | L43683P01 | S/N MDANE047 | 1 | SV | GE | LM5000 #1 Ball Bearing
1712 | SJT5 |  |  | L44030G01 |  | 1 | Used | GE | Bracket
1713 | SJT |  |  | L44938G01 |  | 1 | New | GE | LM5000 HPC 10-14 Spool-Brand New
1714 | SJT |  | Croom | L45134P01 |  | 8 | AR | GE | Doubler
1715 | SJT |  | Croom | L45134P02 |  | 2 | AR | GE | Doubler
1716 | SJT |  |  | L45730G02 |  | 2 | Used | GE | Liquid Fuel Ring Half
1717 | SJT |  |  | L45731G02 |  | 2 | Used | GE | Liquid Fuel Ring Half
1718 | SJT |  | 1038,1131/138 | L47023G03 |  | 2 | New | GE | 1/2 rings
1719 | SJT |  | Croom | L47910P01 |  | 24 | New | GE | Plug
1720 | SJT |  | Croom | L47938P01 |  | 1 | New | GE | Plates
1721 | SJT |  | Croom | L47939P01 |  | 2 | New | GE | Plate
1722 | SJT |  | Croom | L47944P01 |  | 3 | New | GE | Plate
1723 | SJT |  |  | L49031G01 |  | 1 | New | GE | Air Tube-External on engine
1724 | SJT |  |  | L52085G01 |  | 1 | Used | GE | Bracket
1725 | SJT |  |  | L52420G01 |  | 1 | New | GE | Air Tube-External on engine
1726 | SJT |  | Croom | L52428P01 |  | 1 | New | GE | Cover
1727 | SJT |  |  | LM6000 Major Pieces | [7 empty] | 660 | Y | 50 Hz | 18.5 KV | 1476 rpm | 35 A
1728 | SJT |  |  | 9374M29G02 |  | 3 | OHV | GE | Air Seals
1729 | SJT |  |  | L34716P01 |  | 3 | New | GE | Tubing Tee
1730 | SJT |  | 3002 | L47394P01 | 10008303 | 1 | New | GE/Woodward | LM6000 HCU 4 Chan.Hydraulic PB, 9902-343, $237,800 |  |  | 300 | D | 50 Hz
1731 | SJT |  | Hou | LM6000 VBV Duct |  | 1 | New | GE | LM6000 VBV Outside Ductwork-Made in India, Massive |  |  | 415 | D | 50 Hz
1732 | SJT |  | C4032 | L45817P04 | 2934 | 22 | New | GE | STIG Steam Supply Hoses-SS Braided
1733 | SJT |  |  | L47714P07 | PHCCF | 28 | Used | GE | Fuel Nozzles-Liquid Fuel
1734 | SJT |  |  | L47714P08 | PHLLN | 2 | Used | GE | Fuel Nozzles-Liquid Fuel
1735 | SJT |  |  | L52143G01 |  | 3 | New | GE | Tee Block Assemblies
1736 | SJT |  |  | L52150G01 |  | 11 | New | GE | Tee Block Assemblies
1737 | SJT |  | 6228 | L52615G01 |  | 1 | New | GE | Piping Flange LM6000 PC
1738 | SJT5 |  |  | L59091P05 | C424035-8 Rev H | 1 | New | Meggitt | 2 1/2" Bleed Air Valve that replaces the Honeywell 2 1/2" inferior valve per GE SB
1739 | SJT5 |  |  | L59092P03 | C424065-7 Rev G | 1 | New | Meggitt | 6" Bleed Air Valve that replaces the Honeywell 6" inferior valve per GE SB
1740 | SJT |  |  | L61629G01 |  | 1 | New | GE | Tubing Assy
1741 | SJT |  | 5347 | CM160925 Rev. E |  | 1 | New | Lufkin | Babbit Bearing-Lufkin Gearboxes used for LM6000 50 Hz. Turbines
1742 | SJT |  | 5348 | CM160925 Rev. E |  | 1 | New | Lufkin | Babbit Bearing-Lufkin Gearboxes used for LM6000 50 Hz. Turbines
1743 | SJT |  | 5349 | CM160925 Rev. E |  | 1 | New | Lufkin | Babbit Bearing-Lufkin Gearboxes used for LM6000 50 Hz. Turbines
1744 | SJT |  |  | KE70-36T-15 | TG1285 | 1 | New | Lufkin | Lufkin Turning Gear Assembly
1745 | SJT |  |  | GasTops MetalScan Hardware | [7 empty] | 660 | Y | 50 Hz | 18.5 KV | 1476 rpm | 35 A
1746 | SJT |  |  | LM6000-01GE-D |  | 2 | New | GAS TOPS | Lube Oil Debris Monitoring Kits Complete
1747 | SJT |  |  | LM2500-01GE-D |  | 4 | New | GAS TOPS | Lube Oil Debris Monitoring Kits Complete | [5 empty] | 18.5 KV | 1470 rpm | 37 A
1748 | SJT |  |  | Model 2064 24 VDC |  | 6 | New | GAS TOPS | Model 2064 MetalScan Oil Debris Monitors
1749 | SJT |  |  | B035963 |  | 31 | New | GAS TOPS | Model 2201 3/4" Sensors
1750 | SJT |  |  | B022063 |  | 28 | New | GAS TOPS | Model 2102 Hose & Electrical Connections
1751 | SJT |  |  | B038199 |  | 6 | New | GAS TOPS | RS232/RS485 Converter Kits
1752 | SJT |  |  | C001570 |  | 6 | New | GAS TOPS | Manuals
1753 | SJT |  |  | B047732 |  | 6 | New | GAS TOPS | European 2 prong Power Supply
1754 | SJT |  |  | B020087 |  | 6 | New | GAS TOPS | USA 3 prong Power Supply
1755 | SJT |  |  | LMS 100 Liquid Fuel/Water Injection
1756 | SJT |  |  | 9907-512 | 14435815 | 1 | New | Woodward | LMS100 Liquid Fuel Valve , P/N 382A7231P0001, with Electric Actuator | 382A7231P0001
1757 | SJT |  |  | 8580-580 | 14430593 | 1 | New | Woodward | LMS100 Water Injection Pump and Motor Assy, 90 HP 50/60 Hz, 445TSC Frame
1758 | SJT |  |  | Insulation Blankets LM2500/6000/Tornado
1759 | SJT |  | B1001 | J-02267-008 | LM2500 TRBN EXH COLLECTOR | 1 | New | GEAEP | TOP CVR/LEFT HAND, DWG 09
1760 | SJT |  | B1002 | J-02267-007 | LM2500 TRBN EXH COLLECTOR | 1 | New | GEAEP | BACK PC/LEFT HAND, DWG 07
1761 | SJT |  | B1003 | J-02267-003 | LM2500 TRBN EXH COLLECTOR | 1 | New | GEAEP | BTM COVER/LEFT HAND, DWG 03
1762 | SJT |  | B1004 | J-02267-006 | LM2500 TRBN EXH COLLECTOR | 1 | New | GEAEP | BACK PC/LEFT HAND, DWG 08
1763 | SJT |  | B1005 | J-02267-006 | LM2500 TRBN EXH COLLECTOR | 1 | New | GEAEP | BACK PC/LEFT HAND, DWG 08
1764 | SJT |  | B1006/8/9/10 | JO-4363 | CDP PURGE PIPING | 4 | New | GEAEP | W/O 979666, DWG 2
1765 | SJT |  | B1007/1064 | J04928 | STEAM SKID/MU/HP RECOUP | 2 | New | GEAEP | IT#6 EU, DWG#6
1766 | SJT |  | B1011A | 1"-10 FOOT SECTIONS | PIPING INSULATION-LINEAR FOOTAGE | 16 | New | GEAEP | STRAIGHT PIPE INSULATION
1767 | SJT |  | B1011B | 2"-10 FOOT SECTIONS | PIPING INSULATION-LINEAR FOOTAGE | 28 | New | GEAEP | STRAIGHT PIPE INSULATION
1768 | SJT |  | B1011C | 3"-10 FOOT SECTIONS | PIPING INSULATION-LINEAR FOOTAGE | 11 | New | GEAEP | STRAIGHT PIPE INSULATION
1769 | SJT |  | B1012 | 377A2792P0001 | LM6000 SPRINT SKID FILTER COVER | 1 | New | GEAEP | DWG 135
1770 | SJT |  | B1013 | 2" 150# | SPRINT SKID STRAINER VALVE | 1 | New | GEAEP | DWG 117
1771 | SJT |  | B1014 | 1" 150# | SPRINT SKID CHECK VALVE | 2 | New | GEAEP | DWG 128
1772 | SJT |  | B1015 | 1" 150# | SPRINT SKID C-V | 2 | New | GEAEP | DWG 130
1773 | SJT |  | B1016 | 2" 150# | SPRINT SKID | 1 | New | GEAEP | DWG 138
1774 | SJT |  | B1017 | 1" TO 2" LINE | SPRINT SKID | 1 | New | GEAEP | DWG 122
1775 | SJT |  | B1018 | TEE COVER | SPRINT SKID | 1 | New | GEAEP | DWG 119
1776 | SJT |  | B1019 | 1" FLG | SPRINT SKID | 1 | New | GEAEP | DWG 132
1777 | SJT |  | B1020 | 1" | DA-VALVE | 1 | New | GEAEP | DWG 116
1778 | SJT |  | B1021 | 1" 150# | SPRINT VALVE | 1 | New | GEAEP | DWG 134
1779 | SJT |  | B1022 | STYLE DLE ITEM 1 | TORNADO TURBO | 2 | New | GEAEP | W/O 977378 DWG 1
1780 | SJT |  | B1023 | STYLE DLE, ITEM 2 | TORNADO TURBO | 2 | New | GEAEP | W/O 977378 DWG 2
1781 | SJT |  | B1024 | 2" SPOOL, ITEM 9 | TORNADO TURBO | 4 | New | GEAEP | DWG 7
1782 | SJT |  | B1025 | 1" SPOOL, ITEM 10 | TORNADO TURBO | 1 | New | GEAEP | DWG 8
1783 | SJT |  | B1026 | 2" SPOOL FLEX, ITEM 5 | TORNADO TURBO | 1 | New | GEAEP | DWG 3
1784 | SJT |  | B1027 | 2" FLEX, ITEM 11 | TORNADO TURBO | 1 | New | GEAEP | DWG 9
1785 | SJT |  | B1028 | 3" FLEX, ITEM 13 | TORNADO TURBO | 1 | New | GEAEP | DWG 11
1786 | SJT |  | B1029 | STYLE DLE, ITEM 1 | TORNADO TURBO | 1 | New | GEAEP | 360 DEGREE PAD
1787 | SJT |  | B1030 | 2" 90 ELL, ITEM 8 | TORNADO TURBO | 2 | New | GEAEP | DWG 6
1788 | SJT |  | B1031 | 2" 150# FLG | TORNADO TURBO | 1 | New | GEAEP | DWG 4
1789 | SJT |  | B1032 | 2" SPOOL, ITEM 7 | TORNADO TURBO | 1 | New | GEAEP | DWG 5
1790 | SJT |  | B1033 | 3" SPOOL, ITEM 7 | TORNADO TURBO | 1 | New | GEAEP | DWG 5
1791 | SJT |  | B1034/1089 | 2" 150# FLG | TORNADO TURBO | 2 | New | GEAEP | DWG 4
1792 | SJT |  | B1035/1092 | EXHAUST SYSTEM OFF PACKAGE INSULATION | FARMER MARINE | 3 | New | GEAEP | DWG 7136458
1793 | SJT |  | B1040 | 1.5" 90 ELBOW, J05538 | LM6000 PC | 2 | New | GEAEP | AUX SKID, MAIN UNIT DWG 6
1794 | SJT |  | B1041/1073 | WATER INJ CV-MAIN UNIT | LM6000 PC | 3 | New | GEAEP | DWG 2
1795 | SJT |  | B1042/1098 | WATER INJ 1.5" 600# MV | LM6000 PC | 2 | New | GEAEP | DWG 16
1796 | SJT |  | B1043/1101/1109 | 2" DIA SPOOL-MAIN UNIT | LM6000 PC | 3 | New | GEAEP | DWG 15
1797 | SJT |  | B1044/1099 | WATER INJ 1.5" 600# MV | LM6000 PC | 3 | New | GEAEP | DWG 17
1798 | SJT |  | B1045/1100 | WATER INJ 1.5" 600# MV | LM6000 PC | 3 | New | GEAEP | DWG 19
1799 | SJT |  | B1046/1085 | MAIN UNIT, EXTERIOR WALL FILTERS | LM6000 PC | 6 | New | GEAEP | DWG 30-B
1800 | SJT |  | B1047/1071/1077 | MAIN UNIT-ENGINE WATER WASH PUMP | LM6000 PC | 3 | New | GEAEP | DWG 4
1801 | SJT |  | B1048 | 377A2792P0001-MAIN UNIT | LM6000 PC | 1 | New | GEAEP | DWG 30-F
1802 | SJT |  | B1049/1075 | MAIN UNIT LIQ FUEL MAIN ACTUATOR | LM6000 PC | 6 | New | GEAEP | DWG-30D
1803 | SJT |  | B1050/1074 | MAIN UNIT LIQ FUEL LINE 1.5" DIA REL VALVE | LM6000 PC | 3 | New | GEAEP | DWG 30-C
1804 | SJT |  | B1051/1055/1078/1086 | AUX SKID, 1.5" 150# FLG | LM6000 PC | 12 | New | GEAEP | DWG 31-C
1805 | SJT |  | B1052/1095 | MAIN UNIT LIQ FUEL 2-1.5" 600# FLG | LM6000 PC | 4 | New | GEAEP | DWG 30-E
1806 | SJT |  | B1053/1057/1080/1081/1082 | MAIN UNIT 2" 90 ELL | LM6000 PC | 12 | New | GEAEP | DWG 5
1807 | SJT |  | B1054/1096 | MAIN UNIT CONTROL BOX | LM6000 PC | 3 | New | GEAEP | DWG 3
1808 | SJT |  | B1056/1087/1097 | MAIN UNIT 1" 150# Check Valve | LM6000 PC | 4 | New | GEAEP | DWG 30-F
1809 | SJT |  | B1058/1084 | WATER INJ 2" SPOOL & ELBOW | LM6000 PC | 3 | New | GEAEP | DWG 18
1810 | SJT |  | B1059/1079/1083 | MAIN UNIT J05599, 1.5" ELBOW | LM6000 PC | 9 | New | GEAEP | DWG 6
1811 | SJT |  | B1060/1088 | FUEL SKID 2" SPOOL 377A2792P0001 | LM6000 PC | 3 | New | GEAEP
1812 | SJT |  | B1061/1068/1070 | MAIN UNIT LIQ FUEL CASE 30A PART 2 | LM6000 PC | 6 | New | GEAEP | DWG 30A, 377A2792P0001
1813 | SJT |  | B1062/1072 | MAIN UNIT EXHAUST DRAIN, 377A2792P0001 | LM6000 PC | 6 | New | GEAEP | DWG 02-A
1814 | SJT |  | B1063/1094 | MAIN UNIT 1.5" 150# FLG | LM6000 PC | 1 | New | GEAEP | DWG 3-A
1815 | SJT |  | B1065 | STEAM SKID/HP RECOUP/J04928/2"TO1" REDUCER | LM6000 PC | 1 | New | GEAEP | DWG 9
1816 | SJT |  | B1066 | STEAM SKID/HP RECOUP/J04928/IT#5 TEE | LM6000 PC | 1 | New | GEAEP | DWG 5
1817 | SJT |  | B1067 | STEAM SKID/HT RECOUP/J04928/IT#3 90 DEG PIPE | LM6000 PC | 1 | New | GEAEP | DWG 3
1818 | SJT |  | B1069/1090 | 1" FISHER CONTROL VALVE SPRINT SKID | LM6000 PC | 2 | New | GEAEP | DWG 12
1819 | SJT |  | B1076/1093 | MU LM6000 1 1/2" FLG, 377A2792P0001 | LM6000 PC | 2 | New | GEAEP | DWG 8-A
1820 | SJT |  | B1091 | LM6000 SPRINT SKID PUMP COVER | LM6000 PC | 1 | New | GEAEP | DWG 137
1821 | SJT |  | B1102 | CDP PURGE PIPING JO-4363 | LM6000 PC | 11 | New | GEAEP | DWG 1
1822 | SJT |  | B1103/1108 | CDP PURGE PIPING JO-4363 | LM6000 PC | 6 | New | GEAEP | DWG 2
1823 | SJT |  | B1104 | STEAM SKID/MU HT RECOUP/J04928,IT#1 Flex Hose | LM6000 PC | 5 | New | GEAEP | DWG 1
1824 | SJT |  | B1105 | STEAM SKID/MU HT RECOUP/J04928,IT#4, 1" 600# FLG CV | LM6000 PC | 1 | New | GEAEP | DWG 4
1825 | SJT |  | B1106 | STEAM SKID/MU HT RECOUP/J04928,IT#2, 90#Pipe | LM6000 PC | 1 | New | GEAEP | DWG 2
1826 | SJT |  | B1107 | CDP PURGE PIPING JO-4363 | LM6000 PC | 2 | New | GEAEP | DWG 14
1827 | SJT |  | B1110 | LM6000 J04132 BLANKETS | LM6000 PC | 8 | New | GEAEP
1828 | SJT |  |  | S&S Package Parts
1829 | SJT |  | 542 | ? | - | 2 | New | S&S | Alarm Box-Black
1830 | SJT |  | 3049/3050 | 270261 | M323662 | 3 | New | S&S/GE | RH Turnbuckles, 3.250" O.D., ID Brg 1.996", thread 5.61"
1831 | SJT |  | 3048 | 270262 | - | 3 | New | S&S/GE | LH Turnbuckles, 3.250" O.D., ID Brg 1.996", thread 5.61"
1832 | SJT |  | 3051 | 270264 | - | 7 | New | S&S/GE | Dogbone Support
1833 | SJT |  | 3052 | 281858 | - | 5 | New | S&S/GE | Dogbone Support
1834 | SJT |  | 5095 | 701785 |  | 2 | New | S&S/GE | Dogbone Support
1835 | SJT |  | 5094 | 713058 |  | 1 | New | S&S/GE | Mounting Ears
1836 | SJT |  | 6408 | 250-2362-B |  | 1 | New | S&S/GE | 0-1000 psi Style 39 Pressure Gauge
1837 | SJT |  | 5207 | 281858-A |  | 1 | New | S&S/GE | Dogbone Support
1838 | SJT |  | 6411 | 382A1065P0010 |  | 8 | New | S&S/GE | Tube Clamp, 10mm OD
1839 | SJT |  | 6413 | 382A4577P0016 |  | 1 | New | S&S/GE | Tube Clamp, 16mm OD
1840 | SJT |  | 6412 | 382A4577P0025 |  | 3 | New | S&S/GE | Tube Clamp, 25mm OD
1841 | SJT |  | 5097 | 3STB18E |  | 1 | New | S&S/GE | SS Spherical Ball
1842 | SJT |  | 6407 | R4BKPC001B |  | 1 | New | S&S/GE | Manifold Assy, VA-Seal/Bolt, SS-MS-V2V
1843 | SJT |  |  | Battery Chargers/Power Supply
1844 | SJT |  |  | 24EB15E100 |  | 10 | New | Acopian | Regulated DC to DC Converters
1845 | SJT |  |  | 24EB60 |  | 4 | New | Acopian | AC to DC Power Module
1846 | SJT |  | 5360 | BCF3-12-100-440/690 | 10042 | 1 | New | Custom Power | 440/690 VAC in 60/50Hz., 24VDC out 100 amps, currently wired for 690 VAC 50 Hz.
1847 | SJT |  |  | SFL12-24-100 |  | 1 | New | EGS/SOLA | Power Supply 115/230 VACin, 24 VDC 12A out
1848 | SJT |  |  | PSI 66140 | 316 | 1 | New | Foxboro | 24 Volt DC Power Supply, 140 AR G, E/A 4139210
1849 | SJT |  |  | HC 24-2.4-A |  | 3 | New | Power-One | International Series, 24VDC at 2.4 amps, Component Type Custom Rectifier
1850 | SJT |  | 5017 | 24SPR25-GESTD1-L | 146052 | 1 | New | SAFT | 230V, 6A, 50 Hz., 1 Ph in, 24V, 25A, 12 Cell L/A
1851 | SJT |  | 5077 | SLR 120-12 | 137864/137865 | 2 | New | SAFT | 120V, 23.4 A, 60 Hz., 1 Ph In, 120VDC, 12 A, 60 Cell L/A out
1852 | SJT |  | 3080 | CC-FS-024-050 | 1948-09 | 1 | New | Sens | 60 Hz. 120V-24V, 18 A-50 A
1853 | SJT |  |  | CCFS502342UR |  | 1 | New | Sens | Battery Chargers
1854 | SJT |  |  | E024-150-3DL30 | 287671 | 1 | New | Sens | Filtered Battery Charger 208VAC, 60 1PH, 30 A (in) 24VDC-150 A (out)
1855 | SJT |  | 5211 | DCT24-50-A642 | 9533-40,9538-23,9533-39 | 3 | New | Sens | Filtered Battery Charger 120/240VAC, 50/60 1PH, 20/10A (in) 24VDC-50 A (out) | 110 pounds and 24" cube
1856 | SJT |  | 5211 | DCT24-50-A642 | 9538-26,9538-22,9538-25 | 3 | New | Sens | Filtered Battery Charger 120/240VAC, 50/60 1PH, 20/10A (in) 24VDC-50 A (out) | 110 pounds and 24" cube
1857 | SJT |  |  | DCT24-50-A643 | 9841-66 | 1 | New | Sens | Filtered Battery Charger 115/230VAC, 50/60 1PH, 20/10A (in) 24VDC-50 A (out) | 110 pounds and 24" cube
1858 | SJT |  | 6372 | 841119 |  | 5 | New | Weidmuller | Current to Current Converter, Analog
1859 | SJT |  |  | Igniters
1860 | SJT |  | 5123 | 9058685-3 | - | 1 | New | Unison | Ignitor Plug
1861 | SJT |  |  | 9060008F | - | 1 | New | Unison | Output Module
1862 | SJT |  |  | L44819P01 | FRS-FS-9001 | 8 | New | Rueter Stokes | Flame Sensors
1863 | SJT |  |  | Meggitt DLE
1864 | SJT |  |  | L44529P01 |  | 2 | Used | Grimes | Staging Valves AR
1865 | SJT |  |  | 9907-963 (382A4848P0001) | S/N13491871 | 1 | New | Woodward | DLE PRESSURE TRANSDUCER
1866 | SJT |  |  | 9907-331 |  | 2 | New | Woodward | DLE PRESSURE TRANSDUCER
1867 | SJT |  | DLE | 6030PDPD |  | 1 | New | MAS | TE 6232A LM6000 DLE Skid
1868 | SJT |  |  | C325400-1 | C325190 | 1 | New | Meggitt | Valve
1869 | SJT |  |  | Humidity Equipment
1870 | SJT |  |  | HMP233A1B0A2AA12C2A3B | W4310010 | 2 | New | Vaisala | Humidity & Temp Transmitter 24 VDC/AC
1871 | SJT |  | 5158 | HMT363D122KCD2B1BD1AAA1 | W2430008 | 1 | New | Vaisala | Humidity & Temp Transmitter
1872 | SJT |  |  | HMT363D12KCD2B1BD1A4A1 |  | 2 | New | Vaisala | Humidity and Temp Transmitter (with cables)
1873 | SJT |  |  | Wilson Fire Controls
1874 | SJT |  |  | 006748-008 |  | 4 | New | Det-Tronics | DET-TRONICS CONDULET A
1875 | SJT |  |  | 007355-001 REV E |  | 2 | New | Det-Tronics | DET-TRONICS ???
1876 | SJT |  |  | 006824-004 | 382A4449P0001/CGSS1C6V2R1 | 1 | New | Det-Tronics | DET-TRONICS COMBUSTABLE GAS DETECTOR
1877 | SJT |  | Croom | 226365-119 |  | 1 | New | Det-Tronics | DET-TRONICS CONDULET B
1878 | SJT |  | Croom | 226365-122 |  | 1 | New | Det-Tronics | DET-TRONICS SENSOR SEPARATION KIT
1879 | SJT |  |  | 27121225ASSY |  | 2 | New | Det-Tronics | DET-TRONICS 225F THERMAL DETECTOR
1880 | SJT |  |  | 382A6240P0001 |  | 1 | New | Det-Tronics | DET-TRONICS ALARM STROBE RED W/10K RESISTOR
1881 | SJT |  | Croom | 382A6274P0001 |  | 1 | New | Det-Tronics | Alarm Strobe, 24 VDC
1882 | SJT |  |  | 4375-1274 |  | 1 | New | Det-Tronics | DET-TRONICS ALARM STROBE RED W/O RESISTOR
1883 | SJT |  | Croom | 505A3C2B14 |  | 2 | New | Det-Tronics
1884 | SJT |  | Croom | 5TB5A34W |  | 1 | New | Det-Tronics
1885 | SJT |  |  | CGSS1A6C2R1X |  | 1 | New | Det-Tronics | DET-TRONICS COMBUSTABLE GAS SENSOR
1886 | SJT |  | 3114 | PIRECLA4A1W1 |  | 2 | New | Det-Tronics | DET-TRONICS GAS DETECTOR MOD
1887 | SJT |  | 3115 | PIRECLB1A1W1 |  | 2 | New | Det-Tronics | DET-TRONICS GAS DETECTOR MOD
1888 | SJT |  |  | X9800A4N11W1 |  | 3 | New | Det-Tronics | DET-TRONICS INFARED FLAME DETECTOR
1889 | SJT |  | Croom | XAL-53MPEX |  | 3 | New | Det-Tron/Killark | FIRE ALARM PULL RING
1890 | SJT |  |  | 55-005 | Rev 4 | 4 | New | Fike Corp. | Output Module
1891 | SJT |  |  | WFCPSS19 |  | 1 | New | Fike Corp. | Fike Control Chassis-Early Fire Systems by S&S/Fike
1892 | SJT |  |  | 872450-000 |  | 12 | New | KIDDE | KIDDE FENWAL DISCHARGE HEAD
1893 | SJT |  | 3111 | 382A4000P0001 |  | 2 | New | MEDC | Fire-Detect Heads 225 degF & Appleton Boxes
1894 | SJT |  | Croom | 386A3136P0001 |  | 1 | New | Wilson Fire | Strobe
1895 | SJT |  |  | PX86900006 |  | 1 | New
1896 | SJT |  |  | - |  | 4 | New | Wilson Fire | 2 Bottle Enclosures and one saddle
1897 | SJT |  | 5124 | P8002L1RAFM3WR/10 |  | 2 | New | Wilson Fire | Allestec Gas Detection and Fire Control Chassis's with complete wiring harnesses
1898 | SJT |  |  | 800-1443 | Release Module | 1 | New | Wilson Fire | Allestec Gas Detection and Fire Control,
1899 | SJT |  |  | Woodward Cables & Cards
1900 | SJT |  | 578 | ? |  | 8 | New | Woodward | Front Panel NetCon5000 LED/Buttons
1901 | SJT |  | 579 | ? |  | 1 | New | Woodward | Front Panel NetCon5000
1902 | SJT |  |  | 1751-147D | 14425713 | 4 | New | Woodward | 4 Ch. MPU Transformer
1903 | SJT |  |  | 1751-6091 |  | 2 | New | Woodward
1904 | SJT |  |  | 1784-655 | 3944-38 | 1 | New | Woodward | DataForth SCM7B34-1582 1784-655B, Isolated Linearized 2/3 Wire,PT100,RTD In
1905 | SJT |  |  | 1790-789 | 11945790 | 1 | New | Woodward | Intel Memory Card 4 MB
1906 | SJT |  |  | 5403-824B |  | 1 | New | Woodward | Multipin 8ft cable
1907 | SJT |  |  | 5403-975NEW | - | 1 | New | Woodward | Cable
1908 | SJT |  |  | 5416-339 |  | 3 | New | Woodward | Cable
1909 | SJT |  | C1107 | 5417-027 |  | 23 | New | Woodward | CABLE
1910 | SJT |  |  | 5417-032 |  | 0 | New | Woodward | Cable
1911 | SJT |  | C1106 | 5417-168 |  | 14 | New | Woodward | CABLE
1912 | SJT |  |  | 5417-173 |  | 2 | New | Woodward | CABLE
1913 | SJT |  |  | 5417-175 | - | 22 | New | Woodward | Cable
1914 | SJT |  |  | 5417-413 |  | 11 | New | Woodward | Cable
1915 | SJT |  |  | 5417-417 |  | 6 | New | Woodward | Cable
1916 | SJT |  |  | 5430-856B | 1201196 | 1 | New | Woodward | Ext. Card
1917 | SJT | 501 |  | 5432-005 | 1903392/1624317 | 2 | Used | Woodward | Aux Module
1918 | SJT |  |  | 5432-039 |  | 4 | New | Woodward | FSOV Solenoid Drv Mod
1919 | SJT |  |  | 5432-039 |  | 7 | New | Woodward | FSOV Solenoid Drv Mod
1920 | SJT |  |  | 5432-157 |  | 2 | Used | Woodward | Seq. Power Module
1921 | SJT |  |  | 5437-281 |  | 1 | New | Woodward | Linknet-FTM Parts
1922 | SJT |  |  | 5437-283C/D/E |  | 42 | New | Woodward | Linknet-FTM Parts
1923 | SJT |  |  | 5437-406H | 11404317 | 5 | Used/New | Woodward | Linknet-FTM Parts
1924 | SJT |  |  | 5437-417A | 11464331 | 5 | New | Woodward | Linknet-FTM Parts
1925 | SJT |  |  | 5437-465C | 11513541 | 1 | Used/New | Woodward | Linknet-FTM Parts
1926 | SJT |  |  | 5437-524 | 726 | 1 | New | Woodward | Linknet-FTM Parts
1927 | SJT |  |  | 5437-672 | 693 | 1 | New | Woodward | Linknet-FTM Parts
1928 | SJT |  |  | 5437-686 |  | 1 | New | Woodward | Linknet-FTM Parts
1929 | SJT |  |  | 5437-687 |  | 3 | Used/New | Woodward | Linknet-FTM Parts
1930 | SJT |  |  | 5437-845A |  | 2 | New | Woodward | Linknet-FTM Parts
1931 | SJT | 501 |  | 5438-436 | 1624330/11897877 | 2 | Used | Woodward | Position Reference
1932 | SJT | 501 |  | 5438-460 | 1624319/1903393 | 2 | Used | Woodward | Position Control
1933 | SJT | 501 |  | 5438-663 | 1624318/1903393/1903392/1624320 | 6 | Used | Woodward | Power Supplies-43027
1934 | SJT | 501 |  | 5438-816 |  | 2 | Used | Woodward | Speed Reference
1935 | SJT | 501 |  | 5438-818 | 1624317/1624318/1903392 | 4 | Used | Woodward | Speed Channel
1936 | SJT | 501 |  | 5438-820 | 1624317/1624318 | 2 | Used | Woodward | Speed Channel
1937 | SJT | 501 |  | 5438-822 | 1624317/2287167 | 2 | Used | Woodward | Final Driver
1938 | SJT | 501 |  | 5438-824 | 1624317/1624318 | 2 | Used | Woodward | Aux Module
1939 | SJT |  |  | 5438-861 |  | 1 | New | Woodward | 503 Chassis
1940 | SJT |  |  | 5438-861 |  | 1 | Used | Woodward | 503 Chassis
1941 | SJT |  |  | 5439-730F | 11906402 | 1 | New | Woodward | Netco Expansion Chassis P.S.
1942 | SJT |  | 1056 | 5439-760E | 10022585 | 1 | New | Woodward | 24 VDC Power Supply
1943 | SJT |  |  | 5439-760E | 11489606 | 1 | New | Woodward | 24 VDC Power Supply
1944 | SJT |  | 1122 | 5439-760H | 11470091 | 1 | New | Woodward | 24 VDC Power Supply
1945 | SJT |  | 1093-1095 | 5439-760H | 11518166 | 1 | New | Woodward | 24 VDC Power Supply System 7260-398
1946 | SJT |  |  | 5439-800O |  | 8 | Used | Woodward | HV PS Chassis, 1-Pwr In, 4-Pwr Out (5439-984)
1947 | SJT |  |  | 5439-804 | Part of 5439-800-O | 8 | Used | Woodward | HV PS Chassis
1948 | SJT |  |  | 5441-409B | 11483830 | 1 | New | Woodward | 10 Amp Relay Interface
1949 | SJT |  |  | 5441-419B | 13046213/12208904 | 2 | New | Woodward | ISO Relay Interface
1950 | SJT |  |  | 5441-629O |  | 2 | Used | Woodward | 5 Amp Solid State Relay Interface
1951 | SJT |  |  | 5441-635O |  | 4 | Used | Woodward | OPTO Isolator
1952 | SJT |  | 1007-1008 | 5441-637D | 10024262 | 1 | New | Woodward | 5 Amp Solid State Relay Interface
1953 | SJT |  |  | 5441-637O |  | 2 | Used | Woodward | 5 Amp Solid State Relay Interface
1954 | SJT |  |  | 5441-663NW |  | 15 | Used | Woodward | 1 Amp Solid State Relay Interface
1955 | SJT |  |  | 5441-689 | - | 1 | New | Woodward | 24/12 I/O
1956 | SJT |  |  | 5441-693 |  | 3 | New | Woodward | 24/12 I/O
1957 | SJT |  |  | 5441-693 |  | 2 | New | Woodward | 24/12 I/O
1958 | SJT |  |  | 5441-697A | - | 1 | New | Woodward | I/O
1959 | SJT |  |  | 5448-906C | 14213175/14139667 | 2 | New | Woodward | Control SPM-D10
1960 | SJT |  |  | 5461-083B/C |  | 12 | Used | Woodward | Discrete In
1961 | SJT |  |  | 5461-083G | 2350445 | 1 | New | Woodward | Discrete In
1962 | SJT |  |  | 5461-086 | 2348977 | 1 | New | Woodward | Transducer In
1963 | SJT |  |  | 5461-086A |  | 4 | Used | Woodward | Transducer In
1964 | SJT |  |  | 5461-088DE |  | 8 | Used | Woodward | DO
1965 | SJT |  |  | 5461-117B |  | 2 | Used | Woodward | PS A-19
1966 | SJT |  |  | 5461-331 |  | 2 | Used | Woodward | Master CPU
1967 | SJT |  | 1016-1017 | 5461-640B | 2533893 | 1 | New | Woodward | 501/503/511/509 Cards
1968 | SJT |  |  | 5461-644F | 2536283 | 1 | New | Woodward | 501/503/511/509 Cards
1969 | SJT | 501 |  | 5461-644H |  | 1 | Used | Woodward | 501 Card
1970 | SJT |  |  | 5461-644H/G | 2373443/2318939/2373444 | 4 | New | Woodward | 4-20 Current Out
1971 | SJT | 501 |  | 5461-648F |  | 4 | Used | Woodward | 501 Card
1972 | SJT |  |  | 5461-650N | 2366159 | 1 | New | Woodward | T/C Input
1973 | SJT | 501 |  | 5461-651N |  | 10 | Used | Woodward | 501 Card
1974 | SJT |  | 1050,1091,1092 | 5461-653N | 5005299 | 1 | New | Woodward | 501/503/511/509 Cards
1975 | SJT |  | 1085-1086 | 5461-653N | 5005300 | 1 | New | Woodward | 501/503/511/509 Cards
1976 | SJT |  |  | 5461-654F/H | 2366150 | 1 | New | Woodward | 8 CH RTD/Input
1977 | SJT | 501 |  | 5461-654J |  | 9 | Used | Woodward | 501 Card
1978 | SJT |  |  | 5461-655K | 2536319 | 1 | New | Woodward | 501/503/511/509 Cards
1979 | SJT |  | 1082 | 5461-655K | 5004944 | 1 | New | Woodward | 501/503/511/509 Cards
1980 | SJT | 501 |  | 5461-655K |  | 2 | Used | Woodward | 501 Card
1981 | SJT |  |  | 5461-768O |  | 1 | Used | Woodward | N1 Speed Control
1982 | SJT |  |  | 5461-769A |  | 2 | Used | Woodward | N1 Speed Reference
1983 | SJT |  |  | 5461-770B |  | 1 | Used | Woodward | N2 Speed Control
1984 | SJT |  |  | 5461-771A/O |  | 2 | Used | Woodward | N2 Speed Reference
1985 | SJT |  |  | 5461-772A/O |  | 2 | Used | Woodward | Temp Control
1986 | SJT |  |  | 5461-773A/B |  | 2 | Used | Woodward | SW Mode
1987 | SJT |  |  | 5461-774O |  | 2 | Used | Woodward | Freq Control
1988 | SJT |  |  | 5461-775B |  | 2 | Used | Woodward | Amb Bias Ramp
1989 | SJT |  |  | 5461-776A/O |  | 2 | Used | Woodward | Accel Schedule
1990 | SJT |  |  | 5461-777O |  | 2 | Used | Woodward | Decel Jump Rate
1991 | SJT |  |  | 5461-778B |  | 1 | Used | Woodward | Liq Final Driver
1992 | SJT |  |  | 5461-779O |  | 2 | Used | Woodward | Fuel Transfer Card/Board
1993 | SJT |  |  | 5461-780B/C |  | 2 | Used | Woodward | Gas Final Driver
1994 | SJT |  |  | 5461-781O |  | 2 | Used | Woodward | Synch
1995 | SJT |  |  | 5461-798O |  | 1 | Used | Woodward | N1 Speed Control
1996 | SJT |  |  | 5461-880A |  | 6 | Used | Woodward | RTD
1997 | SJT |  | 1118 | 5461-892O | 2187131 | 1 | New | Woodward | 501/503/511/509 Cards
1998 | SJT |  |  | 5461-944C | 2366519 | 1 | New | Woodward | Speed Control
1999 | SJT |  |  | 5461-975 | 2543588 | 1 | New | Woodward | Power Supply DCS II LV
2000 | SJT | 501 |  | 5461-975G | A17 | 5 | Used | Woodward | 501 Power Supply
2001 | SJT |  |  | 5461-975J | 2358154 | 1 | Used | Woodward | Power Supply DCS II LV
2002 | SJT |  |  | 5462-236A |  | 1 | Used | Woodward | N2 Speed Control
2003 | SJT |  | 1081 | 5462-236A | 2452257 | 1 | New | Woodward | N2 Speed Control
2004 | SJT |  |  | 5462-244O |  | 1 | Used | Woodward | Liq Final Driver
2005 | SJT |  |  | 5462-443 | 2180735 | 1 | New | Woodward | Fuel Transfer Card/Board
2006 | SJT |  | 1118 | 5462-584 | - | 1 | OHV | Woodward | DCS Motherboard
2007 | SJT | 501 |  | 5462-718D |  | 3 | Used | Woodward | 501 Card
2008 | SJT | 501 |  | 5462-750H | A18 | 4 | Used | Woodward | 501 Card
2009 | SJT | 501 |  | 5462-757B |  | 2 | Used | Woodward | 501 Card
2010 | SJT | 501 |  | 5462-757D |  | 12 | Used | Woodward | 501 Card
2011 | SJT | 501 |  | 5462-758D |  | 6 | Used | Woodward | 501 Card
2012 | SJT |  | 1018-1019 | 5462-896 |  | 1 | NR | Woodward
2013 | SJT |  |  | 5462-916 | 5000049 | 1 | New | Woodward | DCS II FTC
2014 | SJT |  |  | 5462-944 | 2318938 | 1 | New | Woodward | DPS3/DT
2015 | SJT | 501 |  | 5462-944B |  | 2 | Used | Woodward | 501 Card
2016 | SJT |  |  | 5462-948 | 2318938/2318938 | 2 | New | Woodward | T/C Fail High
2017 | SJT |  |  | 5462-948A | 2284307 | 1 | New | Woodward | T/C Card- 8 Channel
2018 | SJT | 501 |  | 5462-948F |  | 4 | Used | Woodward | 501 Card
2019 | SJT | 501 |  | 5463-034B | A19 | 6 | Used | Woodward | 501 Card
2020 | SJT |  |  | 5463-140F | 2373456 | 1 | Used | Woodward | Master CPU
2021 | SJT |  |  | 5463-141F | 2318938 | 1 | New | Woodward | Master CO CPU
2022 | SJT |  |  | 5463-143 |  | 1 | New | Woodward | Aux Memory
2023 | SJT | 501 |  | 5463-305D |  | 2 | Used | Woodward | 501 Card
2024 | SJT |  | WGNET | 5463-372C |  | 8 | Used | Woodward | Act Dr
2025 | SJT |  | WGNET | 5463-373F |  | 7 | Used | Woodward | A/I Posit
2026 | SJT |  | WGNET | 5463-375F |  | 1 | Used | Woodward | A/I Posit
2027 | SJT |  | WGNET | 5463-384B |  | 8 | Used | Woodward | A/O 4-20
2028 | SJT |  | WGNET | 5463-388B |  | 7 | Used | Woodward | A/I RTD
2029 | SJT |  | WGNET | 5463-393C |  | 13 | Used | Woodward | A/I 4-20
2030 | SJT |  | WGNET | 5463-397C |  | 8 | Used | Woodward | A/I TC
2031 | SJT |  | WGNET | 5463-405B |  | 7 | Used | Woodward | D/I
2032 | SJT |  | WGNET | 5463-406B |  | 16 | Used | Woodward | D/O
2033 | SJT |  | WGNET | 5463-408D |  | 8 | Used | Woodward | A/I Mult
2034 | SJT |  | WGNET | 5463-431New |  | 1 | Used | Woodward | A/I RTD
2035 | SJT |  | WGNET | 5463-436D |  | 9 | Used | Woodward | Interface
2036 | SJT |  | WGNET | 5463-450D |  | 4 | Used | Woodward | CPU
2037 | SJT |  |  | 5463-473 | 5000049 | 1 | New | Woodward | DCS Ver4, 4 SIO OPSYS
2038 | SJT | 501 |  | 5463-473B |  | 2 | Used | Woodward | 501 Card
2039 | SJT |  |  | 5463-474E | 2595688 | 1 | New | Woodward | CPU Module-5462-917A
2040 | SJT |  |  | 5463-474E | 11409952 | 1 | New | Woodward | CPU Modules
2041 | SJT | 501 |  | 5463-475A |  | 2 | Used | Woodward | 501 Card
2042 | SJT |  |  | 5463-482B | 11979516 | 1 | New | Woodward
2043 | SJT |  |  | 5463-531B | 11425187 | 1 | New | Woodward
2044 | SJT | 501 |  | 5463-548A |  | 2 | Used | Woodward | 501 Card
2045 | SJT | 501 |  | 5463-561B |  | 2 | Used | Woodward | 501 Card
2046 | SJT |  |  | 5463-561D | 11473086 | 1 | New | Woodward | Circuit Board
2047 | SJT | 501 |  | 5463-562B |  | 2 | Used | Woodward | 501 Card
2048 | SJT | 501 |  | 5463-564O |  | 2 | Used | Woodward | 501 Card
2049 | SJT |  |  | 5463-578D | 5000074 | 1 | New | Woodward | CPU
2050 | SJT |  |  | 5463-579 | 2391513 | 1 | New | Woodward | FC 109 Master Co-Pro
2051 | SJT |  | WGNET | 5463-663 | Part of 5439-800-O | 8 | Used | Woodward | HV PS Chassis, PS DC Input 24V
2052 | SJT |  | WGNET | 5463-667 | Part of 5439-800-O | 8 | Used | Woodward | HV PS Chassis, PS SGC Out 24V to 5V
2053 | SJT |  | WGNET | 5463-716A |  | 3 | Used | Woodward | SIO
2054 | SJT |  | WGNET | 5463-722 | Part of 5439-800-O | 8 | Used | Woodward | HV PS Chassis, PS -24VDC to +24VDC Control
2055 | SJT |  | WGNET | 5463-723 | Part of 5439-800-O | 8 | Used | Woodward | HV PS Chassis, -24VDCto +/-15V, 2.5 A, +15V
2056 | SJT |  | WGNET | 5463-724 | Part of 5439-800-O | 8 | Used | Woodward | HV PS Chassis, -24VDC to +12V, 3.1A, 24V
2057 | SJT | 501 |  | 5463-758D |  | 4 | Used | Woodward | 501 Card
2058 | SJT |  |  | 5463-765 |  | 1 | New | Woodward
2059 | SJT |  |  | 5463-783 |  | 1 | New | Woodward
2060 | SJT |  |  | 5463-786 |  | 1 | New | Woodward
2061 | SJT |  |  | 5463-834A | 1003741 | 1 | New | Woodward
2062 | SJT |  |  | 5463-870NW | 2558467 | 1 | New | Woodward | 2C Act Driver
2063 | SJT |  |  | 5463-877H | 11909388 | 1 | New | Woodward | 4 Chan P Driver
2064 | SJT |  | WGNET | 5463-881G |  | 4 | Used | Woodward | CPU
2065 | SJT |  |  | 5463-887 |  | 3 | New | Woodward
2066 | SJT |  | WGNET | 5464-018O |  | 9 | Used | Woodward | DIG Spd
2067 | SJT |  | WGNET | 5464-021A |  | 4 | Used | Woodward | SIO
2068 | SJT |  |  | 5464-050 | 2358154 | 1 | New | Woodward | SQ 109 Master CPU
2069 | SJT |  |  | 5464-1000 |  | 1 | New | Woodward
2070 | SJT |  |  | 5464-114O | 2537068 | 1 | New | Woodward
2071 | SJT |  |  | 5464-205 |  | 1 | New | Woodward
2072 | SJT |  |  | 5464-210 |  | 1 | New | Woodward | 2C Act Driver
2073 | SJT |  |  | 5464-210D | 5000034 | 1 | N/R | Woodward | 2C Act Driver
2074 | SJT |  |  | 5464-210D | 2602490 | 1 | Used | Woodward | 2C Act Driver
2075 | SJT |  |  | 5464-211D | 2589537/2588674 | 2 | New | Woodward | 2C Act Driver
2076 | SJT |  |  | 5464-213J (5466-348) | 11435646 | 1 | New | Woodward | SIO Phase 3B
2077 | SJT |  |  | 5464-213J (5466-348) | 11430852 | 1 | New | Woodward | SIO Phase 3B
2078 | SJT |  |  | 5464-213J (5466-348) | 11435647 | 1 | New | Woodward | SIO Phase 3B
2079 | SJT |  |  | 5464-213K (5466-348) | 11444821 | 1 | New | Woodward | SIO Phase 3B
2080 | SJT |  |  | 5464-213K (5466-348) | 11430851 | 1 | New | Woodward | SIO Phase 3B
2081 | SJT |  |  | 5464-213K (5466-348) | 11444821 | 1 | New | Woodward | SIO Phase 3B
2082 | SJT |  |  | 5464-213M (5466-348) | 11982091 | 1 | New | Woodward | SIO Phase 3B
2083 | SJT |  |  | 5464-213M (5466-348) | 11982091 | 1 | New | Woodward | SIO Phase 3B
2084 | SJT |  |  | 5464-213U (5466-348) | 12063278 | 1 | New | Woodward | SIO Phase 3B
2085 | SJT |  |  | 5464-334B | 12034225/11518166 | 2 | New | Woodward | 4-20 input, Down P/N 5463-785
2086 | SJT |  |  | 5464-337 |  | 5 | New | Woodward | Semi ISO RTD 100, 1 damaged
2087 | SJT |  |  | 5464-428B |  | 2 | Used | Woodward | A/I 4-20
2088 | SJT |  |  | 5464-555A | 13087353 | 1 | New | Woodward | 2C Act Driver
2089 | SJT |  |  | 5464-555NEW | 12087326 | 1 | New | Woodward | 2C Act Driver
2090 | SJT |  |  | 5464-645B | 11444374 | 1 | New | Woodward | 2C Act Driver, Replaced by 5464-554
2091 | SJT |  |  | 5464-645B | 11470091 | 1 | New | Woodward | 2C Act Driver, Replaced by 5464-554
2092 | SJT |  |  | 5464-645B | 11488849 | 1 | New | Woodward | 2C Act Driver, Replaced by 5464-554
2093 | SJT |  |  | 5464-645B | 11527878 | 1 | New | Woodward | 2C Act Driver, Replaced by 5464-554
2094 | SJT |  |  | 5464-646 |  | 14 | New | Woodward | 2C Act drive
2095 | SJT |  |  | 5464-646C | 11515575 | 1 | New | Woodward | 2C Act Driver
2096 | SJT |  |  | 5464-647B | 11435646 | 1 | New | Woodward | 2C Act Driver
2097 | SJT |  |  | 5464-653 |  | 1 | New | Woodward
2098 | SJT |  |  | 5464-655B | 11470498 | 1 | New | Woodward | 4 Chan P Driver
2099 | SJT |  |  | 5464-658 |  | 1 | New | Woodward | Speed Sensor Circuit Board
2100 | SJT |  |  | 5464-658 |  | 1 | New | Woodward | Speed Sensor Circuit Board
2101 | SJT |  |  | 5464-676 |  | 3 | New | Woodward | XCVR
2102 | SJT |  |  | 5464-697A | 11440772 | 1 | New | Woodward | CPU Module
2103 | SJT |  |  | 5464-716A |  | 1 | Used | Woodward | SIO
2104 | SJT |  |  | 5464-827NEW | 11959110 | 1 | New | Woodward | CPU Module
2105 | SJT |  |  | 5464-830B |  | 1 | Used | Woodward | A/I 4-20
2106 | SJT |  |  | 5464-836A | 12019799/12019800/12019814 | 3 | New | Woodward | Remote XCVR
2107 | SJT |  |  | 5464-843B | 11435647/5466-352 | 1 | New | Woodward | CPU
2108 | SJT |  |  | 5464-843J | 12076829/5466-352 | 1 | New | Woodward | CPU-TAR with new Battery
2109 | SJT |  |  | 5464-935A | 12104386 | 1 | New | Woodward | Dual OS-Used for Test only
2110 | SJT |  |  | 5464-936A | 11435649 | 1 | New | Woodward | Dual OS-Used for Test only
2111 | SJT |  |  | 5466-006A | 11409535 | 1 | New | Woodward | 4-20mA Input
2112 | SJT |  |  | 5466-006A | 11409535 | 1 | New | Woodward | 4-20mA Input
2113 | SJT |  |  | 5466-017 | 5501-432 | 3 | New | Woodward | 2C Act Control with papers
2114 | SJT |  |  | 5466-033E | 12007309 | 1 | New | Woodward | CPU Module
2115 | SJT |  |  | 5466-041 | 12208916 | 8 | New | Woodward | 2C Pos Control, 2 damaged
2116 | SJT |  |  | 5466-042C | 11931904 | 1 | New | Woodward | CPU Module
2117 | SJT |  |  | 5466-042C | 12277901 | 1 | New | Woodward | CPU Module
2118 | SJT |  |  | 5466-045 |  | 3 | New | Woodward
2119 | SJT |  |  | 5466-045F | 12388425 | 1 | New | Woodward | Pressure Transducer Interface
2120 | SJT |  |  | 5466-258 |  | 1 | New | Woodward
2121 | SJT |  |  | 5466-258 |  | 1 | New | Woodward | Simplex Discrete I/O Module
2122 | SJT |  |  | 5466-272 | 12321923 | 7 | New | Woodward | SOLND Mon
2123 | SJT |  |  | 5466-326 |  | 2 | New | Woodward
2124 | SJT |  |  | 5466-336 | 12097337 | 1 | New | Woodward | SIO
2125 | SJT |  |  | 5466-344 |  | 2 | New | Woodward | 2C Position Controller
2126 | SJT |  |  | 5466-348A | 12154343 (5,586) | 1 | New | Woodward | Real Time SIO
2127 | SJT |  |  | 5466-352NEW | 12154349 | 1 | New | Woodward | CPU
2128 | SJT |  |  | 5466-411 |  | 1 | New | Woodward
2129 | SJT |  |  | 5466-425 |  | 4 | New | Woodward | High Density Analog I/O (TMR)
2130 | SJT |  |  | 5466-425 B | 15460782 | 1 | New | Woodward | High Density Analog I/O (TMR)
2131 | SJT |  |  | 5466-1000 |  | 2 | New | Woodward | MicroNet Power Supplies
2132 | SJT |  |  | 5466-1036 |  | 1 | New | Woodward
2133 | SJT |  |  | 5500-134NEW | 12001740 | 1 | New | Woodward | Ext. Card
2134 | SJT |  |  | 5500-559D | 10022227 | 1 | New | Woodward | Buffer Board
2135 | SJT |  |  | 5501-367 |  | 3 | New | Woodward | 48/24 Discrete I/O Output LinkNet
2136 | SJT |  |  | 5501-371 |  | 1 | New | Woodward | LinkNet
2137 | SJT |  |  | 5501-376 |  | 1 | New | Woodward | Analog Input/Output
2138 | SJT |  |  | 5501-432 |  | 1 | New | Woodward | 2C Act Controller
2139 | SJT |  |  | 5501-432 |  | 2 | New | Woodward | 2C Act Controller
2140 | SJT |  |  | 5501-465A | 13114951 | 1 | New | Woodward | MicroNet Power Supply
2141 | SJT |  |  | 5501-469A/B | 12287808/12346422 | 2 | New | Woodward | CPU
2142 | SJT |  |  | 5503-335 | 14775631 | 2 | New | Woodward | CPU
2143 | SJT |  |  | 8200-176 |  | 2 | New | Woodward | Final Drivers
2144 | SJT |  |  | 8200-177 Rev T | 16619690/17616143 | 2 | New | Woodward | EM Digital Driver 24 VDC
2145 | SJT |  |  | 8200-180 |  | 6 | New | Woodward | Digital Valve Positioner
2146 | SJT |  |  | 8200-226A |  | 1 | New | Woodward | SERVO POSITION CONTROLLER
2147 | SJT |  |  | 8200-314 | 13944099/13944096 | 2 | New | Woodward | GS/LQ Digital Driver, LQ25 Valve, 382A4818P0001
2148 | SJT |  |  | 8230-805C |  | 1 | Used | Woodward | Final Driver IGV
2149 | SJT |  |  | 8230-805D | 2318988 | 1 | New | Woodward | Final Driver
2150 | SJT |  |  | 8230-883C/O |  | 12 | Used | Woodward | Final Driver IGV/VSV
2151 | SJT |  |  | 8230-896A |  | 6 | Used | Woodward | Final Driver-Water
2152 | SJT |  |  | 8230-898A |  | 1 | Used | Woodward | Final Driver
2153 | SJT |  |  | 8238-939 | 13154153 | 1 | New | Woodward | MicroNet Chassis
2154 | SJT |  |  | 8239-002F |  | 1 | New | Woodward | DSM SYNCHONIZER
2155 | SJT |  |  | 8271-472 | 1502087 | 1 | New | Woodward | 2301 Load Sharing & Speed Control
2156 | SJT |  |  | 8271-472D | 2021503 | 1 | New | Woodward | 2301 Load Sharing & Speed Control
2157 | SJT |  |  | 8271-872D | 2348423 | 1 | Used | Woodward | Import/Export Control
2158 | SJT |  |  | 8272-447 | 13095433 | 2 | New | Woodward | Motor Operated Pot
2159 | SJT |  |  | 8272-695 | 2673724 | 1 | New | Woodward | Real Power
2160 | SJT |  | 1159,1160 | 8272-781A | 11984116 | 1 | New | Woodward | Real Power Sensor
2161 | SJT |  |  | 8434-246C/E |  | 8 | Used | Woodward | Main Chassises with LED & P.B.
2162 | SJT |  |  | 8923-005 | Part of 5439-800-O | 8 | Used | Woodward | HV PS Chassis Five Module
2163 | SJT |  |  | 8923-811 |  | 3 | New | Woodward | Kit-Read Only Ladder Logic V1.04 Kit
2164 | SJT |  |  | 8928-418 |  | 1 | New | Woodward | KIT ASSY AUX NETCON 60HZ
2165 | SJT |  |  | 9905-020R | 11463850 | 1 | New | Woodward | Low Voltage 2301 Load Sharing & Speed Control
2166 | SJT |  |  | 9905-678 |  | 1 | New | Woodward
2167 | SJT |  | 6260 | 9905-707 | 13041109 | 1 | New | Woodward | DSLC Control
2168 | SJT |  |  | 9905-708 | 13108112 | 25 | New | Woodward | Digital Synch & Load Control
2169 | SJT |  |  | 9905-760A |  | 2 | New | Woodward | LinkNet Modules
2170 | SJT |  |  | 9905-760NEW | 11475169 | 11 | New | Woodward | LinkNet Modules
2171 | SJT |  |  | 9905-967 |  | 7 | New | Woodward | LinkNet Modules
2172 | SJT |  |  | 9905-969 |  | 11 | New | Woodward | LinkNet Modules
2173 | SJT |  |  | 9905-970 J | 1576 | 25 | New | Woodward | LinkNet Modules
2174 | SJT |  |  | 9905-971 Rev J | 1395 | 3 | New | Woodward | LinkNet Modules
2175 | SJT |  |  | 9905-972 H | 2365 | 6 | New | Woodward | LinkNet Modules
2176 | SJT |  |  | 9905-973 K |  | 8 | New | Woodward | LinkNet Modules
2177 | SJT |  |  | 9906-124E | 13171695/13201306 | 2 | New | Woodward | Real Power Sensor
2178 | SJT |  |  | 9907-005L | 13200030 | 1 | New | Woodward | 377A62602P0001, 9905-713F
2179 | SJT |  |  | 9907-014 | 17671426 | 1 | New | Woodward | 2301A Speed Control
2180 | SJT |  |  | 9907-031 |  | 2 | OHV | Woodward | 1000 psi Transducer
2181 | SJT |  |  | 9907-124 |  | 1 | New | Woodward | Real Power
2182 | SJT |  |  | 9907-126 |  | 6 | New | Woodward | EM-35 Digital Driver
2183 | SJT |  |  | 9907-624B | 12404178 | 1 | New | Woodward | EM35 Digital Driver (9907-126 at 10000)
2184 | SJT |  |  | 9907-624B | 13115729 | 1 | New | Woodward | EM35 Digital Driver (9907-126 at 10000)
2185 | SJT |  |  | Woodward Pumps
2186 | SJT |  |  | 8580-086 | 13190481/13340564/14348657/25712573 | 4 | New | Woodward | On Engine Gearbox Hydraulic Pump for Metering Valves, Max Temp 121C, Fluid Temp 4C to 71C, Discharge Pressure is 750 psig (8580-085 is 630 psig)
2187 | SJT5 |  |  | 8580-115 | WYG 78137 | 1 | OHV/Certified | GE/Woodward | VG Controller, GE # L24913P15
2188 | SJT5 |  |  | 8580-117 | WYG 77578 | 1 | OHV/Certified | GE/Woodward | VG Controller, GE # L24913P17
2189 | SJT |  |  | 66503-6970-063 | 14430694 | 1 | New | Woodward | Liquid Fuel Pump & Motor (100 HP)
2190 | SJT |  |  | Woodward Valves |  | 1 | New | Woodward | Shut Off Valve
2191 | SJT6 |  |  | 377A8054P0001 |  | 1 | New | Woodward | Gas Valve
2192 | SJT6 |  |  | 382A5322P0001 |  | 1 | New | Woodward | LQ25 Valve
2193 | SJT6 |  |  | 382A6317P0001 |  | 1 | New | Woodward | Pump
2194 | SJT6 |  |  | L28266P02 |  | 1 | New | Woodward | Pump
2195 | SJT6 |  |  | L28266P03 |  | 1 | New | Woodward | VSV TM
2196 | SJT6 |  |  | L34379P04 |  | 1 | New | Woodward | Pump
2197 | SJT6 |  |  | L44569P13 |  | 1 | New | Woodward | Pump
2198 | SJT6 |  |  | L44569P18 |  | 1 | New | Woodward | Pump
2199 | SJT6 |  |  | L44569P25 | 81303 | 1 | New | Woodward | Hydraulic Pump |  |  | Valve P/N 8904-773, Actuator P/N 9904-002
2200 | SJT6 |  |  | L44569P32 |  | 1 | New | Woodward | HCU
| SJT |  |  | L44569P38 |  | 1 | New | Woodward | VSV Servo Pump Unit LM2500, Woodward P/N 9902-461
2201 | SJT6 |  |  | L44571P01 |  | 1 | New | Woodward
2202 | SJT |  | DLE | 6945-1053 |  | 2 | New | Woodward | Fisher Controls Pressure Regulators
2203 | SJT5 |  |  | 8901-134 | L25061P01/WYG 81849 | 1 | Used | GE | CIT Sensor-8901-134
2204 | SJT |  | 5206 | 8904-289 | 1399192 | 1 | OHV | Woodward | Valve
2205 | SJT |  | 3056 | 8904-754 | 11405924 | 1 | New | Woodward | TM55i Integrating Actuator with 3171 Gas Valve | 9904-059 actuator with a 6945-299 Gas Valve
2206 | SJT |  | 3001 | 8904-881 | 2146810 | 1 | New | Woodward | TM55I/Kearfott/3103 Gas Fuel Valve, Low Temp/2 sq.in.,Min Flow 513 pph-Max Flow 12,384 pph | Valve P/N 8904-773, Actuator P/N 9904-002
2207 | SJT |  | 5044 | 8904-881 | 2205764 | 1 | New | Woodward | TM55I/Kearfott/3103 Gas Fuel Valve, Low Temp/2 sq.in.,Min Flow 513 pph-Max Flow 12,384 pph | Valve P/N 8904-773, Actuator P/N 9904-002
2208 | SJT |  | 5039 | 8904-881 | 2071350 | 1 | New | Woodward | TM55I/Kearfott/3103 Gas Fuel Valve, Low Temp/2 sq.in.,Min Flow 513 pph-Max Flow 12,384 pph | Valve P/N 8904-773, Actuator P/N 9904-002
2209 | SJT |  | 3043 | 8915-011 | 2322083 | 1 | Used | Woodward | Control Valve-TM55P/3103 Low Temp Gas Fuel | 9904-173/8904-773, 2" Port, LM 2500 PE, Max Flow 10,873 pph
2210 | SJT |  | 3066 | 8915-046 | 11437834 | 1 | Used | Woodward | Control Valve-TM55P/1907 Liq | 9904-173,Liquid (#2) Fuel Valve for LM2500 Stock Unit, 16,600 pph
2211 | SJT |  |  | 8915-123 Rev M | 2597359 | 1 | TAR Perfect | Woodward | Control Valve-Gas Fuel TM55P/3103 Hi Temp 1" Port, Min Flow 583 pph-Max Flow 20,966 pph | 6945-360/9904-173, LM 5000 with Max Flow 20,966 pph, 1" Port
2212 | SJT5 |  | 3010 | 8915-123 | 2498927 | 1 | Used | Woodward | Control Valve-Gas Fuel TM55P/3103 Hi Temp 1" Port, Min Flow 583 pph-Max Flow 20,966 pph | 6945-360/9904-173, LM 5000 with Max Flow 20,966 pph, 1" Port
2213 | SJT |  | 3063 | 8915-123 | 13113324 | 1 | Used | Woodward | Control Valve-Gas Fuel TM55P/3103 Hi Temp 1" Port | 6945-360/9904-173, LM 5000 with Max Flow 20,966 pph, 1" Port
2214 | SJT |  | 3004 | 8915-123 | 2551571 | 1 | Used | Woodward | Control Valve-Gas Fuel TM55P/3103 Hi Temp 1" Port | 6945-360/9904-173, LM 5000 with Max Flow 20,966 pph, 1" Port
2215 | SJT |  | 3065 | 8915-123 | 2651855 | 1 | Used | Woodward | Control Valve-Gas Fuel TM55P/3103 Hi Temp 1" Port | 6945-360/9904-173, LM 5000 with Max Flow 20,966 pph, 1" Port
2216 | SJT |  | 5038 | 8915-385 | 2632210 | 1 | Used | Woodward | Control Valve-Liq Fuel TM55P | Liquid-Obsolete-needs to be converted to 8915-652 at N/C to customer
2217 | SJT |  | 3067 | 8915-385 | 10022067 | 1 | Used | Woodward | Control Valve-Liq Fuel TM55P | Liquid-Obsolete-needs to be converted to 8915-652 at N/C to customer
2218 | SJT |  | 3072 | 8915-652 | 11488236 | 1 | New | Woodward | Control Valve-TM55P/1907 Lg Liquid | Act. 9905-285, Liquid (#2) Fuel Valve for LM6000 GT Stock Unit, 22,500 pph
2219 | SJT |  | 5034 | 8915-652 | 12026135 | 1 | New | Woodward | Control Valve-TM55P/1907 Lg Liquid | Act. 9905-285, Liquid (#2) Fuel Valve for LM6000 GT Stock Unit, 22,500 pph
2220 | SJT |  | 3003 | 8915-652 | 2659466 (TAR 12/10) | 1 | New | Woodward | Control Valve-TM55P/1907 Lg Liquid, 9905-285 | Act. 9905-285, Liquid (#2) Fuel Valve for LM6000 GT Stock Unit, 22,500 pph
2221 | SJT |  | 6694 | 8915-681 | 11401382 | 1 | New | Woodward | TM55 Proportional Actuator | 9904-173
2222 | SJT |  | 5045 | 9902-244 | 5006391 | 1 | New | Woodward | Control Valve-TM55P/3103 Hi Temp Gas Fuel 2" Port | 9904-247, 9904-002, GE P/N L35070P02
2223 | SJT |  |  | 9902-343 | 10008303 | 1 | O/H | Woodward | LM6000 HCU 4 Chan.Hydraulic PB, GE P/N L47394P01
2224 | SJT |  |  | 9904-532 |  | 1 | New | Woodward
2225 | SJT |  |  | 9907-062 |  | 4 | New | Woodward | Valve
2226 | SJT |  |  | 9907-351 |  | 1 | New | Woodward | LQ 25 Liquid Fuel Valve
2227 | SJT |  |  | 9907-504 | 18315271/16975620 | 2 | New | Woodward | LQ25T Liquid Fuel Valve
2228 | SJT |  |  | 9907-559 | 16606531 | 1 | New | Woodward
2229 | SJT |  | 5235 | 9907-774 | 13092241 | 1 | New | Woodward | GS3 Gas Fuel Valve
2230 | SJT |  |  | 9907-996 | 18920967 | 2 | New | Woodward | LQ25 Liquid Fuel Valve
2231 | SJT |  |  | 9908-206 | 15028307 | 1 | New | Woodward | LQ25T Liquid Fuel Metering Valve w/ Analog Driver | 249A4051P0001
2232 | SJT |  |  | 9908-265 |  | 1 | New | Woodward
2233 | SJT5 |  |  | L24913P15 |  | 1 | OHV/Certified | GE/Woodward | VG Controller, Woodward P/N #8580-115
2234 | SJT5 |  |  | L24913P17 | WYG 77578 | 1 | OHV/Certified | GE/Woodward | VG Controller, Woodward P/N #8580-117
2235 | SJT |  |  | L44569P07/08/11 | 9902-700 S/N WYF00226 | 1 | Used | GE | VSV Servo Pump Unit LM2500, can be updated to the 9902-461
2236 | SJT |  |  | Xycoms
2237 | SJT |  | 516 | 2050 | 388053-1H3 | 1 | New | Xycom | P/N 98033-001, 115/230, 47-63 Hz.
2238 | SJT |  | 514 | 2050 | 418223-2B4 | 1 | New | Xycom | P/N 98033-001, 115/230, 47-63 Hz.
2239 | SJT |  | 513 | 2050 | 431874-1F4 | 1 | New | Xycom | P/N 98033-001, 115/230, 47-63 Hz.
2240 | SJT |  | 515 | 2050 | 447133-414 | 1 | New | Xycom | P/N 98033-001, 115/230, 47-63 Hz.
2241 | SJT |  | 532 | 9450 | 564626-4I6 | 1 | New | Xycom | P/N 9450-2486616010000, options 4668, 60/50 Hz., 115/230 Vac, 3.3 A
2242 | SJT |  |  | 9450 | 671643-3K9 | 1 | New | Xycom | P/N 9450-27B1319010000, 115/230, 60/50 Hz., Options 713332-2.1G
2243 | SJT |  | 510 | 9450 | 491238-3C5 | 1 | New | Xycom | P/N 9450-0343314010000, options 3334, 60/50 Hz., 115/230 Vac, 3.3 A
2244 | SJT |  | 538 | 9450 | 666892-2FG | 1 | New | Xycom | P/N 9450-27B1319010000, 115/230, 60/50 Hz., Options 713332-2.1G
2245 | SJT |  | 537 | 9450 | 669615-3I9 | 1 | New | Xycom | P/N 9450-27B1319010000, 115/230, 60/50 Hz., Options 713332-2.1G
2246 | SJT |  | 534 | PM 9451 | 671643 | 1 | New | Xycom | P/N 9450-27B1319010000-Damaged
2247 | SJT |  |  | Yokogama
2248 | SJT |  | 564 | 103021PZXE7MJ2 |  | 1 | New | Yokogama | 0-150V AC
2249 | SJT |  | 545558 | 103021RFSJ |  | 2 | New | Yokogama | 0-600 Volts AC, Input 173.49 VAC
2250 | SJT |  | 544 | 103111MTMT |  | 1 | New | Yokogama | 0-10 Amp DC
2251 | SJT |  | 566 | 103131LSTC |  | 1 | New | Yokogama | Input 0-5 amp AC, 0-1500 amps DC
2252 | SJT |  | 556563 | 103131LSTC7PRY |  | 2 | New | Yokogama | 0-5A AC, 0-1500 AC Amperes
2253 | SJT |  | 567 | 103191HEPK7L5R |  | 1 | New | Yokogama | 4-20mA, 0-2000 rpm
2254 | SJT |  | 549-552,554,560,562 | 103191HEPK7LAU |  | 7 | New | Yokogama | 4-20mA DC, 0-12,000 rpm
2255 | SJT |  | 553 | 103191HEPKLFT |  | 1 | New | Yokogama | 4-20mA DC, 0-2250F, 0-1200C
2256 | SJT |  | 548 | 103191HETM |  | 1 | New | Yokogama | 4-20mA DC, 0-2000 Deg F
2257 | SJT |  | 555/559 | 103191HEUJ |  | 2 | New | Yokogama | 4-20mA DC, 0-5000 rpm
2258 | SJT |  | 546/547 | 10319HEVB |  | 2 | New | Yokogama | Input 4-20mA DC, 0-12,000 rpm
2259 | SJT |  | 561 | 103221ASAN |  | 1 | New | Yokogama | 0-100 Kilowatts
2260 | SJT |  | 543565 | 103372AGAG |  | 2 | New | Yokogama | Freq Meter 45-55 Hz., 120V
27325

## SJT#2
| Desc | QTY | Cond | GE STKG # | MISC INFO
2010-LS009 | 240 VDC BATTERY RACK | 1 | NS
E024-150-3DL30 | 24VDC, 150 AMP, 60HZ BATTERY CHARGER | 1 | NS | 334A4890P0001
112B2701P0001 | 3 HOLE MOUNTING BAR | 4 | NS
BBI-6A | 3M SHRINK WRAP TUBING 50' | 1 | NS
11511607 | 4MM AWG | 50 | NS
50E160E180 | 5" BIMETAL THERMOMETER | 3 | NS
216A3757P0001 | A/C VOLTAGE RELAY | 7 | NS
9002122 | AC/DC DIN RELAY | 42 | NS
2430AA | ADJUSTABLE MOUNT FOR WLAN ANTENNA | 2 | NS
2116-MF | AEROVOX EXTERNAL RESISTOR | 15 | NS
800H-NP30 | ALLEN BRADLEY ASSY COVER | 1 | NS
800H-1HVX7 | ALLEN BRADLEY ENCLOSURE COUPLING | 5 | NS
800H-NP30 | ALLEN BRADLEY HOUSING | 4 | NS
386A6977P0001 | AQ HP SUCTION/FLOAT SWITCH ASSEMBLY | 2 | NS
J00018 | ASHCROFT GAUGE | 1 | NS
SA201-3438 | ASTEC POWER SUPPLY | 1 | NS
AT10-024-025-2113000 | BATTERY CHARGER - HINDLE POWER | 1 | NS
223-21 | BE 2V-0 (1 OF 2) | 1 | NS
223-31 | BE 2V-0 (2 OF 2) | 2 | NS
M-3921 | BECKWITH FIELD GROUND COUPLER | 1 | NS
133622 | BOLT | 4 | NS
272955 | BOLT | 1 | NS
110120304 | BOLT | 40 | NS
110120305 | BOLT | 56 | NS
110120306 | BOLT | 12 | NS
110120325 | BOLT | 2 | NS
110120325 | BOLT | 2 | NS
110120344 | BOLT | 4 | NS
110120344 | BOLT | 4 | NS
182B-ZN5 | BOLT | 6 | NS
227C9753P0002 | BOLT | 2 | NS
229-ZN5 | BOLT | 26 | NS
351A3496P009 | BOLT | 1 | NS
377A1016P000 | BOLT | 16 | NS
377A6825P1310 | BOLT | 28 | NS
377A6825P1312 | BOLT | 10 | NS
377A7792P1025 | BOLT | 10 | NS
377A7792P1030 | BOLT | 227 | NS
377A7837P1040 | BOLT | 2 | NS
377A7837P1050 | BOLT | 27 | NS
377A783P1040 | BOLT | 122 | NS
377A8102P0616 | BOLT | 123 | NS
377A8102P1040 | BOLT | 6 | NS
377A8102P820 | BOLT | 61 | NS
377A8166P0006 | BOLT | 2 | NS
382A1308P1230 | BOLT | 144 | NS
382A1308P2040 | BOLT | 5 | NS
382A1308P2070 | BOLT | 141 | NS
382A1322P2450 | BOLT | 1 | NS
382A132P1270 | BOLT | 42 | NS
382A1334P0005 | BOLT | 2 | NS
382A3828P1240 | BOLT | 6 | NS
382A7194P0001 | BOLT | 219 | NS
39K-10039 | BOLT | 4 | NS
5/8-11X2-1/2HHCSUNG524 | BOLT | 5 | NS
921052-1640 | BOLT | 7 | NS
922054-1040 | BOLT | 5 | NS
AFQ087500 | BOLT | 100 | NS
J00275 | BOLT | 4 | NS
J00275 | BOLT | 4 | NS
J00280 | BOLT | 4 | NS
J00280 | BOLT | 4 | NS
J00302 | BOLT | 2 | NS
N14P29032 | BOLT | 14 | NS
SKV104SS | BOLT KIT | 1 | NS
SKV108SS | BOLT KIT | 1 | NS
SKV-40555 | BOLT KIT | 2 | NS
SKVP106 | BOLT KIT | 1 | NS
151A51833G3 | BRACKET | 4 | NS
386A6965P0001 | CARBON BRUSH | 4 | NS
B984C302AP012 | CARTRIDGE/LUBE-OIL | 4 | NS | 315A2660P003
11300310 | CIRCUIT SEPARATOR | 30 | NS
AIR-PWRINJ3 | CISCO AIRONET POWER INJECTOR | 1 | NS
99800-0481 | CLAMCO CLAMP | 4 | NS
216A3838P0001 | CLASS 600 DFT EXCALIBUR CK VALVE | 1 | NS
VSV-F 50 NC | COAX VALVE | 1 | NS
20T3CDS050NPT | CONNECTOR | 3 | NS
334A3773P0001 | CONNECTOR | 8 | NS
382A1186P0001 | CONNECTOR | 20 | NS
382A1342P0001 | CONNECTOR | 90 | NS
382A1491P0001 | CONNECTOR | 16 | NS
386A1486P0001 | CONNECTOR | 46 | NS
6503-08-08-SS | CONNECTOR | 2 | NS
334A3871P0001 | CONTACT | 10 | NS
123E8643L0001 | CONTROLLER, PANEL MOUNT W/ SOFTWARE | 1 | NS
377A7923P0001 | COUPLING, FLEXMASTER | 5 | NS
130768 | COVER | 17 | NS
714641G0001 | COVERFLEX LMS 100 BLANKET KIT | 1 | NS |  | INCLUDES COVERFLEX ITEMS 18-32
714641G0001 | COVERFLEX LMS 100 BLANKET KIT | 1 | NS |  | INCLUDES COVERFLEX ITEMS 18-32
729185P0001 | COVERFLEX LMS 100 TURBINE SKID BLANKET KIT | 1 | NS
382A4678P0001 | CPC REGULATOR VALVE | 5 | NS
D3-422-DCU | DATA COMM UNIT | 1 | NS
25982451BVP1 | DIN RAIL FOOT | 2 | NS
259B2451BVP1 | DIN RAIL FOOT | 5 | NS
410071824 | DONALDSON AIR FILTER | 1 | NS | 216A4387P0001
216A3350P0001 | DOUBLE NUT | 3 | NS
2002 | DWYER MAGNAHELIC DIFF PRESSURE GAGE | 94 | NS
SW-50-42 | DYNALCO SPEED SWITCH | 2 | NS
386A3185P0001 | ELEMENT, FILTER | 2 | NS
961009-0003 | ELEMENT, FILTER, OIL | 3 | NS
P142 | ENERPAC PNUEMATIC JACK/PUMP | 2 | NS
115342-21 | ENTRELEC CONNECTOR | 2 | NS
16673720 | ENTRELEC CONNECTOR BOX | 2 | NS
16657801 | ENTRELEC COVER | 1 | NS | 377A6714P0001
GMB05LTV | ENTRELEC STOP CIRCUIT | 6 | NS
336A4937EFG180 | ETHERNET CABLE | 2 | NS
ET-5ES | ETHERNET SWITCH | 2 | NS | 382A1444P0001
US-420200 | E-ZY PURGE PANEL | 1 | NS
P16-5659 | FILTER, ELEMENT, 10 MICRON | 1 | NS
P16-5332 | FILTER, HYDRAULIC, SPIN-ON | 2 | NS
410059233 | FLANGE SEAL | 1 | NS
B16-20 | FLANGE SEAL RING | 2 | NS
SKV40555 | FLG BOLT KIT | 1 | NS
SKVP106 | FLG BOLT KIT | 1 | NS
3839129 | FTG COND HU 1/2 | 1 | NS
3813103 | FTG COND HU CP.75 NPT WP | 1 | NS
377A6894P0001 | FUSE | 20 | NS
TR125R | FUSE | 3 | NS
382A1422P0001 | GALVANIZED RUBBER WEDGE | 38 | NS
76461 | GASKET | 3 | NS
108LCG-ID | GASKET | 1 | NS
9057M92P06 | GASKET | 99 | NS
1603380 | GAUGE | 1 | NS
377A2327P0001 | GAUGE | 1 | NS
J01995 | GAUGE | 1 | NS
J00466 | GAUGE, TEMP, 50-400 F/C, 5X18 | 2 | NS
382A6413P0001 | GENERATOR HOUSING | 1 | NS
377A1136P000 | GLASS WINDOW | 5 | NS
369A2951P001 | GREASE FITTING | 8 | NS
58557/1 | HANDLE | 10 | NS
019802-2 | HAYDEN TT318 COOLER | 1 | NS
P165973 | HEAD ASSEMBLY | 1 | NS
723214P0001 | HEAT RESISTANT HOSE | 1 | NS
2065004 | HYDAC FILTER | 8 | NS
H-1110 | HYDROSTATIC STARTER DRIVE 50 or 60 HZ | 1 | OH |  | PUMP SN: A924930809, MOTOR SN: USA19913, VALVE SN: 01000064
701325G0001 | JACKING OIL PUMP GAUGE PANEL | 2 | NS
03ATEX0048 | JUNCTION BOX | 3 | NS
249A4935P0001 | KIT, CODE 62 SPLIT FLANGE | 1 | NS
KE70-36T-15 | KOENIG PUMP | 1 | NS |  | ATTACHED TO GE MOTOR
16707525 | LED INDICATOR | 7 | NS
L471-12 | LINC FLOAT | 1 | NS
204B4050FNG2 | MCC HANDLE | 1 | NS
216A3548P0001 | MECHANICAL SEAL | 2 | NS
J04459 | METAL PLATE/MOUNT | 2 | NS
410043428 | MODULE | 1 | NS
382A9215P0001 | MODULE | 1 | NS
741311P0001 | MOUNT | 1 | NS
L52046P01 | MOUNTING PLATE | 1 | NS
233030-26 | NUMBER CARD | 33 | NS
233046-22 | NUMBER CARD | 47 | NS
92137 | NUT | 32 | NS
1136302 | NUT | 22 | NS
110120305 | NUT | 12 | NS
110120305 | NUT | 44 | NS
1NUT A194 2H | NUT | 26 | NS
334A4990P0001 | NUT | 30 | NS
377A6821P0030 | NUT | 2 | NS
377A8102P0620 | NUT | 54 | NS
377A8102P0625 | NUT | 23 | NS
377A8102P1025 | NUT | 116 | NS
382A1307P0010 | NUT | 723 | NS
382A1308P1660 | NUT | 223 | NS
382A1320P1695 | NUT | 127 | NS
382A4990P0001 | NUT | 30 | NS
65-NSF | NUT | 178 | NS
87-NS4 | NUT | 178 | NS
AFQ100400 | NUT | 160 | NS | J00643
J00282 | NUT | 10 | NS
J00478 | NUT | 4 | NS
J03275 | NUT | 16 | NS
MS21046C8 | NUT, LOCK | 10 | NS
N403P00062 | NUT LOCK | 8 | NS
N403P00075 | NUT LOCK | 8 | NS
N403P00087 | NUT LOCK | 8 | NS
BA01B3T28E312 | PARKER HYDRAULIC ACCUMULATOR | 1 | NS
382A3785P0001 | PIPING/PLUMBING KIT | 2 | NS
377A8184P0001 | PLATE HEAT EXCHANGER | 4 | NS
8PP-6688101 | PNUEMATIC VALVE REPAIR KIT | 1 | NS
382A1147P0001 | POWER BOX | 2 | NS
CYB021109657 | POWER EQUIPMENT BOX | 4 | NS
342A4922P28V150DL | POWER SUPPLY | 3 | NS
342A4922P28V150DLA | POWER SUPPLY | 3 | NS
ASHH24SMR-TC | POWERTONE ALARM HORN SIGNAL | 2 | NS | 382A6240P0001
US-335211 | PRESSURE VENT | 1 | NS
E312719501 | PROBE | 7 | NS
RCO00023 | PROBE | 3 | NS | 216A3763P0001
382A7176P0001 | PROBE, PRESSURE, P2 | 3 | NS
8530631001 | PRS 24VDC LD 2CO | 10 | NS
2C6196P01 | PUSHER, #5 RACE | 1 | NS
SRPE30A20A | RATING PLUG | 2 | NS
3850021 | REDUZIERRING 3/4 NPT AUBEN X 1/2 NPT | 1 | NS
03031-0189-0003 | ROSEMOUNT MOUNTING KIT | 5 | NS
382A6235P0002 | ROSEMOUNT TRANSMITTER RADAR LEVEL 2FT5 | 2 | NS
386A3896P0001 | ROSEMOUNT SENSOR, TEMP, EEX-D, SS, P54 | 1 | NS
386A6698P0001 | ROSEMOUNT PROBE | 5 | NS
386A6708P0001 | ROSEMOUNT PROBE | 3 | NS
J01310 | ROSEMOUNT SENSOR, ELEMENT, TEMP | 4 | NS |  | ROSEMOUNT PN: 78R25N00N120E6
382A1420P0001 | RUBBER BLOCKS | 12 | NS
382A9297P0001 | RUBBER CABLE | 1 | NS
382A4708P0001 | RUBBER GROMMET | 492 | NS
398005P0001 | RUBBER HOSE | 2 | NS
398114P0001 | RUBBER HOSE | 1 | NS
718324P0001 | RUBBER HOSE | 1 | NS
752289P0001 | RUBBER HOSE | 1 | NS
752289P0001-R0001 | RUBBER HOSE | 1 | NS
752310P0001 | RUBBER HOSE | 3 | NS
752310P0001-R0001 | RUBBER HOSE | 3 | NS
V75225 | RUBBER ORING | 36 | NS
0434/00 | RUBBER ROX MODULE | 4 | NS
0575/07 | RUBBER ROX MODULE | 9 | NS | 382A1417P0001
AT10-024-025-2113000 | SAFT BATTERY CHARGER/RECTIFIER 24VDC | 2 | NS | J05542
4111-70-12461-01 | SAFT CARD | 2 | NS
302A4537P002 | SCREW | 2 | NS
N60QP35024 | SCREW | 2 | NS
N722LP13005B22 | SCREW | 6 | NS
N722LP13005B22 | SCREW | 15 | NS
141A8809P0001 | SENSOR | 1 | NS
141A9809P0001 | SENSOR PROBE | 1 | NS
109E6545P0005 | SHOE | 4 | NS
109E7108P0004 | SHOE | 8 | NS
3RH1131-1BG40 | SIEMENS CONTROL RELAY | 1 | NS
6ZC35 | SPEEDAIRE-AIR/WATER SEPARATOR | 2 | NS
270260 | SPHERICAL BEARING | 4 | NS
S313521701 | SPRING LOADED PROBE | 3 | NS
382A9471P0001 | STAHL PLUG | 1 | NS
8570/12-306 | STAHL PLUG | 1 | NS
12987033 | STAINLESS HOSE | 3 | NS
N6D4 | STAINLESS HOSE | 4 | NS
N6R4 | STAINLESS HOSE | 4 | NS
99829 | STS-2015-PTC MONITOR/CPU | 1 | AR
SS80-57270-05 | STUART STEVENSON MOUNTING HARDWARE KIT | 1 | NS
92302 | STUD | 4 | NS
92302 | STUD | 4 | NS
92309 | STUD | 14 | NS
382A2374P0001 | STUD | 4 | NS
393A3734P0001 | STUD | 16 | NS
756425SB44 | STUD | 8 | NS
357B9008P0001 | SUPPORT,TUBE | 4 | NS
D1X30240400 | SWITCH | 8 | NS
386A6963P0001 | SYNTHETIC BUSHING/SPACER | 1 | NS
12TTT-316BR8 | T CONNECTOR | 1 | NS
11565725 | TERMINAL BLOCK | 100 | NS
382A1119P0001 | TERMINAL BLOCK | 1277 | NS
1C6953G02 | TOOL | 1 | NS
RTO44372 | TRANSFORMER 115/220 IN 2000V OUT 50/60HZ | 2 | NS
RTO44373 | TRANSFORMER 115/220 IN 2000V OUT 50/60HZ | 1 | NS
L22276G01 | TUBE A/O ASSEMBLY | 3 | NS
1053V3 | VALVE | 9 | NS | J04835
16120-33 | VALVE | 2 | NS
MPL2525 | VALVE | 2 | NS
386A7352P0001 | VALVE, LIQUID, FUEL, VENT | 1 | NS
329A3529P | VELOCITY TRANSDUCER | 1 | NS
329A3529P-1 | VELOCITY TRANSDUCER | 1 | NS
382A5340P0001 | VORTEX FLOW CONVERTER | 1 | NS
113006 | WASHER | 2 | NS
1133004 | WASHER | 88 | NS
1133008 | WASHER | 4 | NS
1133008 | WASHER | 4 | NS
1133618 | WASHER | 32 | NS
1133618 | WASHER | 34 | NS
1133622 | WASHER | 4 | NS
1133622 | WASHER | 4 | NS
167-ZW5 | WASHER | 18 | NS
249A4299P0001 | WASHER | 50 | NS
301A=2N16 | WASHER | 10 | NS
301A-ZN1 | WASHER | 10 | NS
377A6823P0012 | WASHER | 80 | NS
377A6823P0030 | WASHER | 2 | NS
377A7795P0012 | WASHER | 131 | NS
377A8104P0004 | WASHER | 170 | NS
377A8104P0005 | WASHER | 30 | NS
377A8104P0006 | WASHER | 556 | NS
377A8104P0016 | WASHER | 19 | NS
382A1306P0016 | WASHER | 313 | NS
382A3874P1032 | WASHER | 6 | NS
382A54787P0001 | WASHER | 48 | NS
64-ZN4 | WASHER | 84 | NS
87-ZN4 | WASHER | 356 | NS
CG-3E | WASHER | 6 | NS
R10-02CKGPX64 | WATTS VALVE | 1 | NS
216A5106P0001 | WDU 6 YEL/GREEN | 2 | NS
1020100000 | WDU FEED THRU | 16 | NS
377A2251P0002 | WEIGH SCALE | 1 | NS
S313979301 | WEIR CYLINDER PUMP | 1 | NS
382A1115P0001 | WEW 35/2 END BRACKET | 4 | NS
C325190 | WHITTAKER VALVE | 1 | NS
00-0606 | WILDEN PUMP | 1 | NS
1010100000 | WPE GROUND | 9 | NS

## SJT#3
Manufacturer | Description | P/N | QTY | System | CONDITION | S/N
Bently Nevada | FOUR CHANNEL MONITOR | 2201-03-03 | 1 |  | New | A/B 1771 I/O
Bently Nevada | 3300 ALARM RELAY OUTPUTS VELOMITOR XDCR I/O & RECORD TERMINALS | 130732-01 | 2 | 3300 | NEW
Bently Nevada | BN 2201 MONITORING SOLAR | 135462-01 | 1 |  | USED | ZG647618
Bently Nevada | BN PROXIMITOR | 18745-03 | 1 |  | USED
Bently Nevada | BN PROXIMITOR | 18745-03 | 4 |  | USED
Bently Nevada | BN 7200 5/8mm PROXIMETOR SENSOR | 18745-03 | 2 | 7200 | NEW | 04A00BWT
Bently Nevada | BN PROXIMITOR | 18745-04 | 7 |  | USED
Bently Nevada | 11 mm Proximotor Sensor | 19049-03 | 2 |  | New
Bently Nevada | Transient Data Manager | 2100/00-01-06-01-00 | 1 | 3300 | USED
Bently Nevada | Transient Data Manager | 2100/00-01-07-01-00 | 2 | 3300 | USED
Bently Nevada | Transient Data Manager | 2100/00-01-10-01-00 | 2 | 3300 | USED | RK700577
Bently Nevada | Transient Data Interface | 2133/00-10-01-00-01 | 7 | 3300 | NEW | GD802011
Bently Nevada | 7200 Series Probe | 21504-004-024-10-02 | 2 | 7200 | NEW
Bently Nevada | Dual Vibration XY/Gap Monitor | 3300/16-02-01-01-00-00 | 34 | 3300 | USED
Bently Nevada | System Monitor | 3300/01-02-00 | 1 | 3300 | New | RJG32605
Bently Nevada | System Monitor | 3300/01-02-00 | 1 | 3300 | NEW | RJ 632613
Bently Nevada | System Monitor | 3300/01-02-00 | 1 | 3300 | NEW | RJ 634559
Bently Nevada | System Monitor | 3300/01-02-00 | 1 | 3300 | NEW | RJ 634599
Bently Nevada | System Monitor | 3300/01-02-00 | 1 | 3300 | NEW | RJ 634636
Bently Nevada | System Monitor | 3300/01-02-00 | 4 | 3300 | USED
Bently Nevada | 3300 System Monitor 3300/03 | 3300/03-01-01 | 1 | 3300 | USED
Bently Nevada | System Monitor | 3300/03-01-01 | 1 | 3300 | NEW | FC620698
Bently Nevada | BN 3300/03 SYSTEM MONITOR SERIAL DATA INTERFACE | 3300/03-02-00 | 1 | 3300 | USED | 2C617126
Bently Nevada | BN 3300/05 RACK | 3300/05-24-00-00 | 1 | 3300 | USED | 2E821598
Bently Nevada | Power Supply Assembly | 3300/10-01-02-01 | 1 | 3300 | NEW | ZJ671169
Bently Nevada | Power Supply Assembly | 3300/10-01-06-00 | 12 | 3300 | USED
Bently Nevada | BN 3300/12 POWER SUPPLY | 3300/12-01-20-00 | 1 | 3300 | USED | 2C615913
Bently Nevada | Power Supply Assembly | 3300/12-01-20-00 | 1 | 3300 | NEW | 04H00KT0
Bently Nevada | BN 3300/15 DUAL VIBRATION MONITOR | 3300/15-02-01-02-01-00-01 | 1 | 3300 | USED | M633251
Bently Nevada | BN 3300/16 DUAL VIBRATION XY/GAP MONITOR | 3300/16-02-01-01-00-00-00 | 1 | 3300 | NEW | 2E634845
Bently Nevada | BN 3300/16 DUAL VIBRATION XY/GAP MONITOR | 3300/16-02-01-01-00-00-00 | 1 | 3300 | NEW | TG629829
Bently Nevada | BN 3300/16 DUAL VIBRATION XY/GAP MONITOR | 3300/16-02-01-01-00-00-00 | 1 | 3300 | NEW | 02L010LJ
Bently Nevada | BN 3300/16 DUAL VIBRATION XY/GAP MONITOR | 3300/16-02-01-01-00-00-00 | 1 | 3300 | NEW | 02L010M5
Bently Nevada | Dual Vibration XY/Gap Monitor | 3300/16-02-01-03-00-00-00 | 1 | 3300 | NEW | RJ 634106
Bently Nevada | 3300 Dual Vibration XY/GAP Monitor 3300/16 | 3300/16-03-01-00-03-00-00 | 1 | 3300 | USED | no cover
Bently Nevada | BN 3300/16 DUAL VIBRATION XY/GAP MONITOR | 3300/16-03-01-01-00-00-00 | 1 | 3300 | USED | 2C620179
Bently Nevada | BN 3300/16 DUAL VIBRATION XY/GAP MONITOR | 3300/16-03-01-01-00-00-00 | 1 | 3300 | USED | 2C620178
Bently Nevada | Dual Thrust Monitor With Interface | 3300/20-01-01-00-00 | 4 | 3300 | USED
Bently Nevada | BN 3300/20 DUAL THRUST MONITOR | 3300/20-02-01-01-00-00 | 1 | 3300 | USED | 2D621014
Bently Nevada | Dual Thrust Monitor With Interface | 3300/20-03-01-03-00-00 | 1 | 3300 | NEW | J 633855
Bently Nevada | BN 3300/25 DUAL ACCELEROMETER MONITOR | 3300/25-01-XX-XX-00-00-03-00 | 1 | 3300 | NEW | YB613250
Bently Nevada | BN 3300/25 DUAL ACCELEROMETER MONITOR | 3300/25-01-XX-XX-00-00-03-00 | 1 | 3300 | NEW | YB613247
Bently Nevada | Dual Accelerator Monitor | 3300/25-05-04-06-00-00-00-00 | 1 | 3300 | USED
Bently Nevada | 6 Ch Temperature Monitor | 3300/30-13-01-01-00-00 | 13 | 3300 | USED
Bently Nevada | BN 3300/35 SIX CHANNEL TEMP MONITOR | 3300/35-02-01-01-00-00 | 2 | 3300 | USED
Bently Nevada | Tachometer Monitor | 3300/50-01-00-00-00 | 4 | 3300 | USED
Bently Nevada | Tachometer Monitor | 3300/50-01-00-01-00 | 1 | 3300 | NEW | Z1667592
Bently Nevada | BN 3300/55 DUAL VELOCITY MONITOR | 3300/55-03-04-05-05-01-00-07-00 | 1 | 3300 | NEW | YC617222
Bently Nevada | BN 3300/55 DUAL VELOCITY MONITOR | 3300/55-03-04-05-05-01-00-07-00 | 1 | 3300 | NEW | YC617225
Bently Nevada | BN 3300/65 RADIAL VIBRATION DUAL PROBE MONITOR | 3300/65-02-01-00-00-01-01 | 1 | 3300 | NEW | RC608981
Bently Nevada | Proximitor Sensor | 330100-50-00 | 1 | 3300 | NEW
Bently Nevada | Proximitor Mod 147349-02 | 330100-XX-00 | 5 | 3300 | NEW
Bently Nevada | 3300 XL 8MM PROBE 3/8-24 UNF | 330101-00-12-05-02-00 | 6 | 3500 | New
Bently Nevada | 3300 XL 8MM CABLE | 330130-045-00-00 | 8 | 3500 | New
| Proximitor Sensor 3300XL | 330180-x0-00 | 1 | 3300 | NEW
Bently Nevada | 3500/94 VGA Display Module | 3500/94 | 1 | 3500 | NEW
Bently Nevada | Dynamic Data Manager | 45631-01 | 4 |  | Used | 4700246
Bently Nevada | 7200 6 slot rack | 72027-03F | 1 | 7200 | USED
Bently Nevada | 7200 95-125 VAC POWER SUPPLY | 72050-01-01 | 1 | 7200 | USED
Bently Nevada | S7200-R Power Supply 90-125 vac | 72050-01-01 | 1 | 7200 | USED
Bently Nevada | PROX TERM | 72075-02 129 | 1 | 7200 | USED
Bently Nevada | RV-R VIBRATION MONITOR | 72200-01-04-01-01-01-15 | 1 | 7200 | USED
Bently Nevada | BN 7200 RV-R VIBRATION MONITOR & PROX M 170823 | 72201-01-04-01-01-01-15 | 1 | 7200 | NEW | K634942
Bently Nevada | 7200 RV-R DISPLAY | 72208-01 | 1 | 7200 | USED
Bently Nevada | 7200 95-125 VAC POWER SUPPLY | 72211-01 | 1 | 7200 | USED
Bently Nevada | BN 7200 DUAL THRUST MONITOR 7200 DVTP-R | 72350-14-05-02-03-01-07 | 2 | 7200 | USED | SOLAR P/N 190662-13
Bently Nevada | BN 7200 DUAL THRUST MONITOR 7200 DVTP-R | 72350-52-04-02-01-01-15 | 1 | 7200 | USED
Bently Nevada | 7200 DP Dual Path Monitor | 72470-07-02-02-06-08-06-08-01-00-02-15 | 3 | 7200 | USED
Bently Nevada | DIFF EXP MONITOR 7200 DE | 72650-31-50-51-03-01-07 | 1 | 7200 | USED
Bently Nevada | 7200 Digital Tach | 72790-03-01-15-00-01-02-00001 | 1 | 7200 | USED
Bently Nevada | VIBRATION MONITOR 7200 RVXY-II | 72850-51-04-01-01-01-00-01-15 | 2 | 7200 | USED
Bently Nevada | BN ZERO SPEED MONITOR 7200 ZS | 72950-03-00-01-01 | 1 | 7200 | USED
Bently Nevada | BN 3300 ALARM RELAY OUTPUTS XDCR I/O & RECORD TERMINALS | 81545-01 | 4 | 3300 | USED
Bently Nevada | BN 3300 ALARM RELAY OUTPUTS XDCR I/O & RECORD TERMINALS | 81545-01 | 2 | 3300 | NEW
Bently Nevada | Alarm Relay-Signal Input/Relay Card Option 2J | 81545-01 | 2 | 3300 | NEW
Bently Nevada | BN 3300 ALARM RELAY RECORDER OUTPUTS | 82365-01 | 2 | 3300 | USED
Bently Nevada | BN 3300 3 WIRE RTD INPUT CHANNEL | 82368-01 | 2 | 3300 | USED
Bently Nevada | Signal Input/Quad Relay Card Option | 83729-01 | 1 |  | NEW
Bently Nevada | BN 3300 ALARM RELAY OUTPUTS XDUCR I/O & RECORD TERMINALS | 84152-01 | 2 | 3300 | NEW
Bently Nevada | Signal Input/Relay Card Option 2J | 84688-01 | 1 | 3300 | NEW
Bently Nevada | PROX | 9816-01B 9513 M 170823 | 1 | 7200 | USED
Bently Nevada | BN DISTANCE DETECTOR | D-1529 | 1 |  | USED
Bently Nevada | 7200 Power Supply 72050 95 -125 VAC | J807990 | 1 | 7200 | Used
Bently Nevada | Cable | PCB 002C10 | 2 |  | New
Bently Nevada | 3500/32 4 channel relay module | PWA 125712-01 | 1 | 3500 | USED
Bently Nevada | TDM CPU | PWA 77440-01W | 5 | 3300 | Used
Bently Nevada | TDM SAMPLER | PWA 77448-01T | 42 | 3300 | Used
Bently Nevada | TDM KEYPHASOR | PWA 77456-01 | 7 | 3300 | Used
Bently Nevada | 7200 (8) SLOT RACK |  | 2 | 7200 | USED

## SJT#4
Manufacturer | P/N | Description | QTY | NEW/USED
Woodward | 126443 | Communication Cable | 2
Woodward | (1797-007) 7312 SPQ#218A | Loopmate Auto/Manual control ststion (also 8239-059 | 1 | Used
Airpax | 085-101-0007 | Speed Probe | 8 | New
Woodward | 1680-631 | Speed Probe | 1 | Used
Woodward | 1691-143 | Netcon Expansion Chassis | 1
Woodward | 1720-707 | Panel Switch, SPDT | 2 | New
Woodward | 1720-713 | Panel Switch, SPDT | 1 | New
Woodward | 1720-719 | Panel Switch, SPDT | 1 | New
Woodward | 1751-673 | extractor, top handle | 10 | New
Woodward | 1751-675 | extractor, bottom handle | 10 | New
Woodward | 1797-007 | Loopmate Auto/Manual control ststion (also 8239-059 | 1 | Used
Woodward | 1797-012 | Linknet | 1 | New
Woodward | 1843-325 | Digital Meter | 3 | New
Woodward | 3081-847 | CPU | 2
Woodward | 3081-847 | CPU Connection | 2 | Demo
Woodward | 31902-02 | 505 Display | 5 | Used
Woodward | 376-104 | LSG-10 | 1 | New
Woodward | 3799-301 | NETCON IIIB VME BLANK PANEL | 7 | New
Woodward | 5403-535 | Cables, 501 | 1 | Used
Woodward | 5403-536 | Cables, 501 | 1 | Used
Woodward | 5403-616 | Govenor Cables | 2
Woodward | 5403-977 | Netcon Cables | 9 | Used
Woodward | 5403-978 | Netcon Cables | 7 | Used
Woodward | 5405-818 | Cables, 501 | 1 | Used
Woodward | 5405-819 | Cables, 501 | 1 | Used
Woodward | 5415-851 | Netcon Cables | 3 | Used
Woodward | 5415-852 | Netcon Cables | 5 | Used
Woodward | 5415-963 | Netcon Transceiver Cables 10ft | 1 | New
Woodward | 5415-963 | Netcon Transceiver Cables 10ft | 12 | Used
Woodward | 5415-968 | Netcon Black Analog Cables 14ft | 36 | Used
Woodward | 5416-073 | NetCon Discreet Cables, Gray 14ft | 24 | Used
Woodward | 5416-330 | Cable | 3 | Used
Woodward | 5416-334 | Cable | 11 | Used
Woodward | 5416-338 | NetCon Cables | 1
Woodward | 5416-339 | NetCon Cables | 1
Woodward | 5416-351 | Netcon Cables | 1 | Used
Woodward | 5416-352 | Netcon Cables | 1 | Used
Woodward | 5417-027 | 8', GRAY MICRONET LOW DENSITY ANALOG CABLE | 2 | New
Woodward | 5417-028 | cable | 1
Woodward | 5417-040 | 10', GRAY MICRONET LOW DENSITY DISCRETE CABLE | 10 | New
Woodward | 5417-041 | 12', GRAY MICRONET LOW DENSITY DISCRETE CABLE | 2 | New
Woodward | 5417-172 | 8', GRAY MICRONET HIGH DENSITY ANALOG/DISCRETE CABLE | 1 | New
Woodward | 5417-173 | 10', GRAY MICRONET HIGH DENSITY ANALOG/DISCRETE CABLE | 16 | New
Woodward | 5417-178 | Cable | 1 | New
Woodward | 5421-039 | Quad speed switch | 1 | UNK
Woodward | 5421-420 | Quad speed switch | 1 | UNK
Woodward | 5430-929 | Speed Probe | 1 | New
Woodward | 5431-489 |  | 2 | Used
Woodward | 5437-027 | CHASSIS, 509 | 9 | Used
Woodward | 5437-051 | Relay Module, 32 ch | 3 | Used
Woodward | 5437-052 | FTM (Field Termination) | 10 | Used
Woodward | 5437-054 | Field Terminal (no longer made; do not discount) | 1 | New
Woodward | 5437-054 | Field Terminal (no longer made; do not discount) | 1 | USED
Woodward | 5437-064 | NETCON MAIN CHASSIS(same as 5437-078) | 1 | New
Woodward | 5437-064 | NETCON MAIN CHASSIS(same as 5437-078) | 1 | Used
Woodward | 5437-065 | NETCON EXP CHASSIS(same as 5439-754) | 1 | Used
Woodward | 5437-076 | NetCon Power Supply | 8 | Used
Woodward | 5437-077 | NetCon Power Supply | 4 | Used
Woodward | 5437-078 | NETCON MAIN CHASSIS | 6 | Used
Woodward | 5437-079 | FTM (Field Termination) | 1 | NEW
Woodward | 5437-079 | FTM (Field Termination) | 5 | Used
Woodward | 5437-080 | FTM (Field Termination) | 1 | New
Woodward | 5437-080 | FTM (Field Termination) | 35 | Used
Woodward | 5437-081 | Power Supply | 1 | Used
Woodward | 5437-092 | NetCon Power Supply | 20 | Used
Woodward | 5437-092 | PS, EXP CHASSIS | 1 | New
Woodward | 5437-093 | F/T NetCon Chassis | 2 | Used
Woodward | 5437-173 | FTM (Field Termination) | 2 | Used
Woodward | 5437-281 | Standard Interface | 19 | Used
Woodward | 5437-282 | FTM (Field Termination) | 1 | New
Woodward | 5437-282 | Thermocouple Interface (with cold junction) | 17 | Used
Woodward | 5437-482 | Solenoid Monitor | 8 | Used
Woodward | 5437-484 | FTM (Field Termination) | 2 | Used
Woodward | 5437-669 | DOOR WITH DISPLAY, 509 | 1 | New
Woodward | 5437-672 | 2-CH ACTUATOR DRIVER FTM | 1 | New
Woodward | 5437-672 | FTM | 2 | Used
Woodward | 5437-752 | Netcon power supply | 2 | Used
Woodward | 5437-834 | 509 Chassis | 1 | Used
Woodward | 5437-845 | NOTCH FILTER | 1 | New
Woodward | 5438-436 |  | 4 | Used
Woodward | 5439-076 | 24 VDC Power Supply | 1 | Used
Woodward | 5439-273 | 501 chassis | 2 | Used
Woodward | 5439-730 | NetCon Power Supply | 2 | Used
Woodward | 5439-754 | NETCON EXP CHASSIS | 1 | Used
Woodward | 5439-760 | power supply | 5 | Used
Woodward | 5439-764 | Power Supply | 1 | Used
Woodward | 5439-766 | Power Supply | 1 | Used
Woodward | 5439-859 | 501 CHASSIS VFD W/O FANS VENTED | 1 | Used
Woodward | 5439-927 | 509 chassis | 2 | Used
Woodward | 5439-966 | Netcon Expansion Chassis | 1 | New
Woodward | 5441-407 | Relay Module, 5 AMP, 28 ch | 2 | Used
Woodward | 5441-413 | 32 CHANNEL RELAY INTERFACE | 1 | TESTED
Woodward | 5441-413 | 32 CHANNEL RELAY INTERFACE | 7 | Used
Woodward | 5441-419 | 16 Channel Relay Interface | 5 | Used
Woodward | 5441-419 | Netcon Relay Interface FTM | 3 | New
Woodward | 5441-637 | 5 AMP Relay Interface | 3 | Used
Woodward | 5441-645 | 10 Amp Relay Interface | 7 | Used
Woodward | 5441-661 | Relay Interface | 5 | Used
Woodward | 5441-663 | 1 AMP Relay Interface | 1
Woodward | 5441-671 | 10 Amp Relay Interface | 8 | Used
Woodward | 5441-673 | Relay Module | 1 | New
Woodward | 5441-673 | Relay Module | 4 | Used
Woodward | 5441-691 | replaced by 1751-6091 | 5 | Used
Woodward | 5448-890 | SPM-D10, SYNCHRONIZER | 1 | New
Woodward | 5448-893 | SPM-D101B/X Control | 1 | New
Woodward | 5453-278 | MicroNet Chassis | 3 | New
Woodward | 5453-750 | NetCon/MicroNet Ethernet Interface | 3 | New
Woodward | 5453-754 | NetCon/MicroNet Ethernet Interface | 1 | New
Woodward | 5453-754 |  | 1 | Used
Woodward | 5453-759 | MICRONET PLUS 12 SLOT CHASSIS | 1 | New
Woodward | 5460-735 | Speed Control | 1 | Used
Woodward | 5460-796 | Pressure Channel | 1 | Used
Woodward | 5460-836 | Speed Sensor | 1 | Used
Woodward | 5460-837 | Speed Reference | 1 | Used
Woodward | 5460-838 | Frequency Control | 1 | Used
Woodward | 5460-839 | Auxiliary Module | 1 | Used
Woodward | 5460-840 | Pressure Reference | 1 | Used
Woodward | 5460-841 | Auxiliary Module | 1 | Used
Woodward | 5460-842 | Power Sensor | 1 | Used
Woodward | 5460-843 | Power Channel | 1 | Used
Woodward | 5460-844 | Final Driver | 1 | Used
Woodward | 5461-082 | 509 Card | 1 | New
Woodward | 5461-082 | Voltage Input (0-10 or 0-5 VDC) | 4 | New
Woodward | 5461-082 | Voltage Input (0-10 or 0-5 VDC) | 4 | Used
Woodward | 5461-290 | Power Supply DCS High Voltage | 2 | repaired
Woodward | 5461-290 | Power Supply DCS High Voltage | 5 | Used
Woodward | 5461-292 | SECONDARY POWER SUPPLY | 5 | Used
Woodward | 5461-622 | Load Control ? | 1 | Used
Woodward | 5461-639 | CPU MODULE | 1 | Used
Woodward | 5461-640 | PS AUX | 1 | Used
Woodward | 5461-641 | DCS II FTC | 3 | Used
Woodward | 5461-642 | Discrete Input | 6 | Used
Woodward | 5461-642 |  | 1 | NEW/UNUSED
Woodward | 5461-643 | Discrete Output | 7 | Used
Woodward | 5461-643 |  | 1 | NEW/UNUSED
Woodward | 5461-644 | ANALOG OUT | 2 | NEW/UNUSED
Woodward | 5461-644 |  | 19 | Used
Woodward | 5461-646 | SIO Module | 4 | Used
Woodward | 5461-647 | Speed Input | 3 | Used
Woodward | 5461-648 | TRANSCEIVER | 1 | New
Woodward | 5461-648 | TRANSCEIVER | 3 | Used
Woodward | 5461-651 | ANALOG INPUT | 3 | NEW
Woodward | 5461-651 | ANALOG INPUT | 7 | USED
Woodward | 5461-651 | Analog Input - 8 Channel 4-20 mA | 1 | Used
Woodward | 5461-652 | AI 8CH | 4 | Used
Woodward | 5461-652 | CURRENT INPUT | 1 | TESTED
Woodward | 5461-654 | RTD | 1 | New
Woodward | 5461-655 | FINAL DRIVER | 1 | New
Woodward | 5461-655 | FINAL DRIVER | 1 | Used
Woodward | 5461-659 | DISCREET MODULE | 6 | Used
Woodward | 5461-661 | 501/509 Card | 5 | New
Woodward | 5461-661 | Analog Output | 4 | Used
Woodward | 5461-975 | Power Supply DCS 2 LV | 3 | Used
Woodward | 5462-084 | Speed Sensor | 2
Woodward | 5462-085 | Final Driver | 1 | NEW
Woodward | 5462-085 | Final Driver | 10 | Used
Woodward | 5462-154 |  | 1 | Used
Woodward | 5462-1952 |  | 1 | Used
Woodward | 5462-268 | Mother Board for 505 | 2
Woodward | 5462-292 | Speed Sensor | 1 | Used
Woodward | 5462-336 | Speed SENSOR | 1 | Used
Woodward | 5462-338 | Power Aux Card | 2 | New
Woodward | 5462-338 | Power auxilary card | 3 | Used
Woodward | 5462-518 | Speed SENSOR | 1 | Used
Woodward | 5462-519 | Speed Control | 1 | Used
Woodward | 5462-520 | Speed Reference | 1 | Used
Woodward | 5462-521 | Power Sensor | 1 | Used
Woodward | 5462-522 | Power Control | 1 | Used
Woodward | 5462-523 | Power Refernce | 1 | Used
Woodward | 5462-524 | Extraction Control | 1 | Used
Woodward | 5462-525 | Pressure Prefernce | 1 | Used
Woodward | 5462-526 | Ratio Limiter | 1 | Used
Woodward | 5462-527 | Valve Ramp | 1 | Used
Woodward | 5462-528 | Final Driver | 1 | Used
Woodward | 5462-529 | Valve Ramp | 1 | Used
Woodward | 5462-530 | Final Driver | 1 | Used
Woodward | 5462-531 | Auxiliary | 1 | Used
Woodward | 5462-532 | Pressure Channel | 1 | Used
Woodward | 5462-533 | Power Prefernce | 1 | Used
Woodward | 5462-578 | High Volt P/S | 1 | repaired
Woodward | 5462-582 | SIO MODULE ver 3.1 | 4 | Used
Woodward | 5462-718 | speed sensor | 3 | Used
Woodward | 5462-750 | SECONDARY POWER SUPPLY | 1 | NEW
Woodward | 5462-750 | SECONDARY POWER SUPPLY | 5 | Used
Woodward | 5462-757 | DISCREET IN | 1 | New
Woodward | 5462-757 | DISCREET IN | 7 | Used
Woodward | 5462-758 |  | 11 | Used
Woodward | 5462-785 |  | 1 | Used
Woodward | 5462-892 | SIO MODULE | 1 | Used
Woodward | 5462-893 | CPU Card | 3 | Used
Woodward | 5462-916 | FTC - DCS II | 2 | New
Woodward | 5462-916 | FTC - DCS II | 35 | Used
Woodward | 5462-944 | DPS3/DT | 1 | New
Woodward | 5462-944 | DPS3/DT | 1 | Used
Woodward | 5462-948 | T/C Card- 8 Channel | 1 | New
Woodward | 5462-948 | T/C Card- 8 Channel | 2 | Used
Woodward | 5462-952 |  | 2 | Used
Woodward | 5462-966 | Speed SENSOR | 22 | Used
Woodward | 5462-966 | SPEED SENSOR ANALOG OUT | 6 | New
Woodward | 5462-981 |  | 1 | NEW/UNUSED
Woodward | 5463-002 | CPU | 1 | Used
Woodward | 5463-033 | POWER AUX | 1 | TESTED
Woodward | 5463-034 | POWER AUX | 2 | Used
Woodward | 5463-089 | CPU | 2 | Used
Woodward | 5463-124 | SIO MODULE | 1 | New
Woodward | 5463-127 | SIO MODULE | 2 | Used
Woodward | 5463-134 |  | 2 | Used
Woodward | 5463-154 | DISCREET MODULE | 3
Woodward | 5463-193 | 501 board | 1 | TESTED
Woodward | 5463-245 | CPU MODULE | 2 | Used
Woodward | 5463-305 |  | 1 | Used
Woodward | 5463-338 | RTD Input | 2
Woodward | 5463-372 | Actuator Driver | 1
Woodward | 5463-373 | Analog Input Position Fdbk | 1 | New
Woodward | 5463-373 | Analog Input Position Fdbk | 2 | Used
Woodward | 5463-384 | Analog Output | 1 | New
Woodward | 5463-384 | Analog Output | 1 | Used
Woodward | 5463-388 | RTD Input | 1 | New
Woodward | 5463-388 | RTD Input | 1 | Used
Woodward | 5463-393 | Analog Input - 4-20 mA | 1 | New
Woodward | 5463-393 | Analog Input - 4-20 mA | 2 | Used
Woodward | 5463-396 | Thermocouple Input | 1 | New
Woodward | 5463-396 | Thermocouple Input | 2 | Used
Woodward | 5463-405 | Discrete Input | 1 | Used
Woodward | 5463-410 | Speed Input | 1 | New
Woodward | 5463-428 | SIO MODULE | 1 | Used
Woodward | 5463-436 | NetCon Interface | 1 | Used
Woodward | 5463-436 | NetCon Interface | 1 | New
Woodward | 5463-473 | SIO MODULE | 1 | New
Woodward | 5463-473 | SIO MODULE | 4 | Used
Woodward | 5463-474 | CPU MDOULE | 1 | TESTED
Woodward | 5463-482 | analog 8 CH 0-20MA Output | 14 | Used
Woodward | 5463-500 | MASTER CPU | 2 | New
Woodward | 5463-501 | MASTER CO CPU | 2 | New
Woodward | 5463-502 |  | 2 | New
Woodward | 5463-503 | AUX MEMORY | 2 | New
Woodward | 5463-581 | 8CH ISOL 4-20MA INPUT | 4 | Used
Woodward | 5463-581 | ANALOG IN | 1 | New
Woodward | 5463-582 | 8 CHANNEL ISOL ANALOG 0-5V | 15 | Used
Woodward | 5463-583 | 8 CH ISOL O-10V INPUT | 6 | Used
Woodward | 5463-598 | AUX MEMORY (converted from 5462-981) | 1 | Used
Woodward | 5463-600 | AUX MEMORY (converted from 5462-981) | 1 | Used
Woodward | 5463-602 | AUX MEMORY (converted from 5462-981) | 1 | Used
Woodward | 5463-631 | CPU MODULE | 1 | Used
Woodward | 5463-716 | SIO MODULE | 1 | Used
Woodward | 5463-729 |  | 1 | Used
Woodward | 5463-750 | CPU Connection | 1
Woodward | 5463-758 |  | 1 | Used
Woodward | 5463-763 |  | 1 | Used
Woodward | 5463-765 |  | 1 | Used
Woodward | 5463-779 | Remote Receiver Netcon5000 | 2 | Used
Woodward | 5463-780 | NetCon 5000 Remote XCVR | 2 | New
Woodward | 5463-780 | NetCon 5000 Remote XCVR | 4 | Used
Woodward | 5463-781 | Aux CPU | 3 | Used
Woodward | 5463-783 | NetCon Discreet Input Card | 2 | NEW
Woodward | 5463-783 | NetCon Discreet Input Card | 11 | Used
Woodward | 5463-784 |  | 1 | Used
Woodward | 5463-785 | 4-20 MA INPUT | 1 | NEW
Woodward | 5463-785 | 4-20 MA INPUT | 8 | Used
Woodward | 5463-786 | NetCon Analog Output 8 channel Card | 1 | NEW
Woodward | 5463-786 | NetCon Analog Output 8 channel Card | 12 | Used
Woodward | 5463-787 | DIGITAL SPEED SENSOR | 1 | NEW
Woodward | 5463-787 | DIGITAL SPEED SENSOR | 4 | Used
Woodward | 5463-790 | NetCon SIO Module | 2 | Used
Woodward | 5463-796 | netcon module | 1 | Used
Woodward | 5463-842 | DRIVER | 2 | Used
Woodward | 5463-873 | DISCRETE OUTPUT | 3 | Used
Woodward | 5463-874 | RTD INPUT | 5 | Used
Woodward | 5463-876 | MAIN TRANSCEIVER | 1 | New
Woodward | 5463-876 | MAIN TRANSCEIVER | 2 | Used
Woodward | 5463-877 | NetCon Actuator Driver Card | 1 | Used
Woodward | 5463-879 | T/C INPUT | 7 | Used
Woodward | 5463-880 | 0-10V ANALOG INPUT | 2 | Used
Woodward | 5463-887 | NetCon Isolated Thermocouple Input Card | 1 | NEW
Woodward | 5463-887 | NetCon Isolated Thermocouple Input Card | 3 | Used
Woodward | 5463-887 | NetCon Isolated Thermocouple Input Card | 4 | Used
Woodward | 5463-987 | CPU MODULE | 1 | New
Woodward | 5464-012 |  | 2 | Used
Woodward | 5464-015 | DIGITAL SPEED SENSOR | 3 | Used
Woodward | 5464-017 | SPEED SENSOR | 1 | TESTED
Woodward | 5464-017 | SPEED SENSOR | 3 | Used
Woodward | 5464-024 | CPU | 8 | Used
Woodward | 5464-025 | SIO MODULE | 6 | Used
Woodward | 5464-206 | Voltage Input (0-5 VDC) | 1 | New
Woodward | 5464-208 | 4-20MA CURRENT INPUT | 1 | New
Woodward | 5464-208 | 4-20MA CURRENT INPUT | 6 | Used
Woodward | 5464-210 | 2C Act Driver | 1 | Used
Woodward | 5464-213 | NetCon Serial Input Output Card | 1 | NEW
Woodward | 5464-213 | NetCon Serial Input Output Card | 7 | Used
Woodward | 5464-218 | DISCRETE INPUT | 2 | Used
Woodward | 5464-223 | DISCRETE INPUT | 1 | Used
Woodward | 5464-303 |  | 1 | Used
Woodward | 5464-330 | Ethernet Module (RJ45) (wgc no longer made) | 3 | Used
Woodward | 5464-331 | KERNEL P.S. (wgc no longer made) | 9 | Used
Woodward | 5464-333 | Module, K-T/C input | 1 | Used
Woodward | 5464-334 | ISO 4-20 analog input | 23 | Used
Woodward | 5464-334 | Isolated 4-20 mA Analog Input, 8Ch | 20 | Used
Woodward | 5464-335 | 0 - 10 Volt Input | 2 | Used
Woodward | 5464-337 | RTD 100 | 1 | New
Woodward | 5464-337 | RTD Input, 8Ch | 3 | Used
Woodward | 5464-338 | rtd | 1 | Used
Woodward | 5464-348 | DRIVER/MPU MODULE | 1
Woodward | 5464-421 | INTEGRATING ACTUATOR DRIVER | 4 | Used
Woodward | 5464-426 |  | 1 | Used
Woodward | 5464-444 | CPU | 1 | Used
Woodward | 5464-457 | NETCON 32 POINT INPUT DIGITAL CONTACT | 1 | NEW
Woodward | 5464-457 | NETCON 32 POINT INPUT DIGITAL CONTACT | 1 | Used
Woodward | 5464-458 | NetCon Discreet Output 64 Channel Card | 3 | Used
Woodward | 5464-472 | DI? | 1 | New
Woodward | 5464-474 | Discrete Input - DCS II | 3 | New
Woodward | 5464-474 | Discrete Input - DCS II | 18
Woodward | 5464-485 | CPU | 1
Woodward | 5464-536 | OCP | 1 | Used
Woodward | 5464-538 | SIO | 1 | Used
Woodward | 5464-542 | POSSIBLY FTIO | 1 | Used
Woodward | 5464-549 | 2C Act Driver | 1 | NEW
Woodward | 5464-549 | 2C Act Driver | 2 | Used
Woodward | 5464-550 | INTEGRATING ACTUATOR DRIVER | 2 | Used
Woodward | 5464-556 | 2ch, Actuator Driver | 2 | Used
Woodward | 5464-584 |  | 1 | Used
Woodward | 5464-643 | Discrete Input, 48Ch | 11 | Used
Woodward | 5464-645 | 2ch, Actuator Driver | 5 | Used
Woodward | 5464-647 | Integrated Actuator Driver, 2Ch | 9 | Used
Woodward | 5464-648 | Analog Out 4-20 mA | 2 | Used
Woodward | 5464-653 | D/O | 2 | Used
Woodward | 5464-654 | Discrete Output, 64Ch | 6 | Used
Woodward | 5464-654 |  | 1 | Used
Woodward | 5464-658 | Digital Speed Sensor, 4Ch | 11 | Used
Woodward | 5464-661 | 4 channel actuator input | 1 | Used
Woodward | 5464-661 | Input | 1 | New
Woodward | 5464-674 | SIO Module DCS Ver 7.X | 7 | Used
Woodward | 5464-676 | Main Transceiver | 1 | Used
Woodward | 5464-688 | Linknet Controller Module | 1
Woodward | 5464-697 |  | 1 | Used
Woodward | 5464-712 | cpu module also 5464-849 | 1 | New
Woodward | 5464-751 | CPU MODULE | 1 | Used
Woodward | 5464-756 | Non-Volitile Memory | 1 | Used
Woodward | 5464-833 | 4 ch | 1
Woodward | 5464-835 | Remote Chassis Transceiver (RB 5466-354) | 2 | Used
Woodward | 5464-836 | REMOTE XCVR, R/B 5466-355 | 7 | Used
Woodward | 5464-837 | Isolated Thermocouple Analog Input, 8Ch | 24 | Used
Woodward | 5464-840 | Position Controller, 2Ch | 2 | Used
Woodward | 5464-843 | NetCon CPU Card | 1 | Used
Woodward | 5464-849 | cpu module also 5464-712 | 1 | New
Woodward | 5466-015 | 2Ch Actuator | 1 | Used
Woodward | 5466-017 | Actuator Controller, 2Ch | 4 | Used
Woodward | 5466-026 | DUPLEX CUR IN | 1 | Used
Woodward | 5466-028 | Position Controller, 2Ch | 2 | Used
Woodward | 5466-029 | Position Controller, 2Ch | 1 | Used
Woodward | 5466-031 | Network Controller | 1 | Used
Woodward | 5466-032 | FTIO Module | 1
Woodward | 5466-033 | Netcon5000 | 1
Woodward | 5466-042 | CPU (GAP Compatible) - DCS | 1 | New/Unused
Woodward | 5466-042 | CPU (GAP Compatible) - DCS | 2 | Used
Woodward | 5466-043 | NetCon 68060 CPU - Flash RAM | 1 | Used
Woodward | 5466-045 | Pressure Transducer Interface, 2Ch | 3 | Used
Woodward | 5466-061 | CPU Module Master | 21 | Used
Woodward | 5466-063 | NetCon CPU Card | 2
Woodward | 5466-070 | CPU MODULE | 3 | Used
Woodward | 5466-073 | CPU | 3 | Used
Woodward | 5466-1001 | MICRONET PLUS POWER SUPPLY, HIGH VOLTAGE | 4 | New
Woodward | 5466-1035 | MICRONET PLUS MOTOROLA 5200 CPU | 2 | New
Woodward | 5466-1047 | MicroNet Plus CPU | 1 | Used
Woodward | 5466-1047 | MicroNet Plus CPU | 1 | New
Woodward | 5466-250 | netcon B FTIO | 1
Woodward | 5466-256 | 24/12 FT DIO | 1 | Used
Woodward | 5466-258 | HIGH DENSITY DISCRETE MODULE | 1 | New
Woodward | 5466-258 | HIGH DENSITY DISCRETE MODULE | 2 | Used
Woodward | 5466-259 | F/O XCVR | 2 | Used
Woodward | 5466-274 | FTIO | 1 | Used
Woodward | 5466-280 |  | 1 | Used
Woodward | 5466-315 | NetCon/MicroNet Analog I/O Card | 1 | New
Woodward | 5466-315 | NetconMicroNet Analog I/O Card | 2 | Used
Woodward | 5466-316 | MPU A I/O | 2 | Used
Woodward | 5466-316 | MPU A I/O | 3 | New
Woodward | 5466-331 | FTIO Module | 3 | Used
Woodward | 5466-332 |  | 1 | Used
Woodward | 5466-347 | FTIO Module | 9 | Used
Woodward | 5466-350 | CPU | 3 | Used
Woodward | 5466-353 | MAIN XCVR | 1 | Used
Woodward | 5466-355 | REMOTE XCVR, REPLACES 5463-780 | 1 | Used
Woodward | 5466-402 |  | 1 | Used
Woodward | 5466-409 | NetCon/MicroNet CPU Card | 0 | New
Woodward | 5466-411 | Ethernet Module (RJ45) | 1 | Used
Woodward | 5488-890 | Sychronizer | 1 | New/Unused
Woodward | 5500-159C | 505 Relay Board | 1 | Used
Woodward | 5500-510 |  | 1 | Used
Woodward | 5500-562 | display panel | 2 | Used
Woodward | 5500-563 | 509 Board (5500-562 keypad) | 3 | Used
Woodward | 5500-595 | MOTHER BOARD, 509 | 1 | New
Woodward | 5500-619 | 509 Power Supply | 2 | Used
Woodward | 5501-003 | Circuit Board for Peak 150 | 1
Woodward | 5501-340 | display panel | 1 | Used
Woodward | 5501-366 |  | 18 | Used
Woodward | 5501-367 | FTM (Field Termination) | 4 | New
Woodward | 5501-371 | ANALOG COMBO FTM | 1 | New
Woodward | 5501-376 | FTM (Field Termination) | 2 | Used
Woodward | 5501-376 | FTM (Field Termination) | 3 | New
Woodward | 5501-380 |  | 1 | Used
Woodward | 5501-428 | 2 CH ACTUATOR DRIVER | 1 | New
Woodward | 5501-429 | 2-Ch ACTUATOR MODULE, 30mA | 4 | New
Woodward | 5501-432 | Actuator Controller, 2Ch | 3 | Used
Woodward | 5501-465 | Power Supply | 3 | Used
Woodward | 5501-466 | MicroNet Power Supply | 1 | Used
Woodward | 5501-466 | MicroNet Power Supply | 2 | New
Woodward | 5501-469 | CPU w/LL memory | 1 | Used
Woodward | 5501-469 | CPU w/LL memory | 2 | New
Woodward | 5501-470 |  | 3 | New
Woodward | 5501-471 | NetCon/MicroNet SIO Card | 1 | Used
Woodward | 5501-471 | NetCon/MicroNet SIO Card | 4 | New
Woodward | 5501-510 | FT Relay | 1 | New
Woodward | 5503-173 | MicroNet VME CPU Adapter | 2 | New
Woodward | 5503-282 | FTM, analog | 1 | New
Woodward | 5503-282 | FTM, analog | 4 | Used
Woodward | 5602-015 | MicroNet 16 CH Relay FTM | 5 | Used
Woodward | 5602-421 | Discrete FTM GE 5401-365 | 1 | Used
Woodward | 5602-460 | Analog FTM GE pt# 5401-376 | 6 | Used
Woodward | 6945-377 | 3103 Gas Fuel Valve | 2 | Used
AI-Tek | 70085-1010-001 | Passive, 5/8 - 18 / 1.125 / 40V (P-P) -55 to 107C | 2 | New
AI-Tek | 70085-1010-018 | Speed Probe | 5+E2 | New
AI-Tek | 70085-1010-026 | Passive, 5/8 - 18 / 3.625 / 150 (P-P) -55 to 107C | 1 | New
AI-Tek | 70085-1010-028 | Speed Probe | 3 | New
AI-Tek | 70085-1010-139 | Speed Probe | 6 | New
AI-Tek | 70085-1010-155 | Speed Probe | 3 | New
AI-Tek | 70085-1010-408 | Speed Sensor | 1 | New
Woodward | 8200-015 | Peak 150 120VAC/125VDC - NEMA 4 | 1 | Used
Woodward | 8200-019 | PEAK 150 | 1 | New
Woodward | 8200-152 | TM100 Dual Feedback Digital Driver | 8
Woodward | 8200-155 | TM100 Single Feedback Digital Driver | 1
Woodward | 8200-175 | EM-35 Analog Driver R/B 9907-067 | 1 | New
Woodward | 8200-202 | ProTech 203 | 1 | New/Unused
Woodward | 8200-203 | ProTech 203 | 3 | New/Unused
Woodward | 8200-226 | Servo Position | 1 | Used
Woodward | 8200-226 | Servo Position | 1 | New/Unused
Woodward | 8200-301 | PROTECH 203, DE TRIP, 120VAC, SINGLE RELAY, RB 9907-149 | 1
Woodward | 8230-387 |  | 1 | Used
Woodward | 8230-568 | Control Panel | 1
Woodward | 8230-815 | HP Final Drive | 1 | Used
Woodward | 8230-827 | LP Final Driver | 1 | Used
Woodward | 8230-840 |  | 1
Woodward | 8230-841 |  | 1
Woodward | 8230-997 |  | 1 | Used
Woodward | 8234-213 | Chassis - NetCon A | 1 | Used
Woodward | 8234-277 | Chassis - NetCon A | 1 | Used
Woodward | 8234-279 |  | 1 | Used
Woodward | 8234-328 |  | 1 | Used
Woodward | 8234-329 |  | 1 | Used
Woodward | 8234-330 |  | 1 | Used
Woodward | 8234-681 | 509 | 1 | Used
Woodward | 8234-682 | 509 | 1 | Used
Woodward | 8234-707 | 501 CHASSIS AND PARTS | 1 | Used
Woodward | 8236-026 |  | 1
Woodward | 8236-027 | Operate Control Panel | 1
Woodward | 8236-036 |  | 1 | USED
Woodward | 8236-039 | OCP (operator control panel) | 1 | Used
Woodward | 8236-043 | OCP (operator control panel) | 2 | Used
Woodward | 8236-207 | OCP | 1 | Used
Woodward | 8236-273 | Analog Control Station | 5 | New
Woodward | 8237-442 | 509 CHASSIS | 2 | Used
Woodward | 8237-860 | NetCon Chassis NO DOOR | 1 | Used
Woodward | 8238-002 | 505 OR 505E Bulkhead | 1 | Used
Woodward | 8238-007 | 505 Bulkhead | 9 | Used
Woodward | 8238-008 | 505 Flush Mount | 3 | Used
Woodward | 8238-009 | 505E Bulkhead | 1 | Used
Woodward | 8238-010 | 505 BULKHEAD, 24VDC, R/B 9905-917, R/B 9907-053, R/B 9907-164 | 1 | Used
Woodward | 8238-015 | 505H | 1 | UNK
Woodward | 8238-015 | 505H | 2 | TESTED
Woodward | 8239-001 | DSM Synchronizer | 1 | New
Woodward | 8239-002 | DSM Synchronizer | 1 | New
Woodward | 8239-002 | DSM Synchronizer | 1 | Used
Woodward | 8239-005 | Digital Remote Final Driver | 7 | Used
Woodward | 8239-007 | Digital Remote Final Driver | 1
Woodward | 8239-008 | Digital Remote Final Driver | 1 | Used
Woodward | 8239-009 | Digital Remote Final Driver | 1 | Used
Woodward | 8239-015 | Digital Remote Final Driver | 2
Woodward | 8239-016 | DRFD CONTROL ASSEMBLY | 3
Woodward | 8239-035 | Digital Remote Final Driver | 1 | New
Woodward | 8239-065 | DRFD | 1
Woodward | 8239-939 |  | 1
Woodward | 8250-022 | remote servo | 2 | New
Woodward | 8250-145 |  | 1 | Used
Woodward | 8250-226 | EG10P p/n A8250-226 | 1 | Used
Woodward | 8250-570 | actuator | 1 | Used
Woodward | 8250-570 | actuator | 1 | New
Woodward | 8250-807 | TA-20 Actuator | 2 | Used
Woodward | 8250-815 | UA-20 or TA-20 | 1 | New
Woodward | 8250-818 | TA-20 Actuator | 1 | Used
Woodward | 8256-021 | EPG Actuator | 1
Woodward | 8260-099 | 501 SYSTEM | 1 | Used
Woodward | 8270-092 | EG-A Control Box | 1 | New
Woodward | 8270-1000 |  | 2 | Used
Woodward | 8270-122 | 2301 Power Supply, p/n | 2 | Used
Woodward | 8270-145 | RESISTER BOX | 1 | Used
Woodward | 8270-145 | RESISTOR BOX | 2 | New
Woodward | 8270-201 | 2301 power supply | 1
Woodward | 8270-741 | MOTOR OPERATED POTENTIOMETER | 1 | New
Woodward | 8270-758 | 2301 SIGNAL CONVERTER | 1 | New
Woodward | 8270-893 | Woodward Speed Switch | 3 | Used
Woodward | 8270-969 | Motor Operated Potentiometer | 1 | Used
Woodward | 8270-970 | Motor Operated Potentiometer | 1 | Used
Woodward | 8270-989 | Motor Operated Potentiometer | 1 | Used
Woodward | 8271-147 | Load Sensor | 1 | Used
Woodward | 8271-308 | 2301A Load Sharing & Speed Control | 1 | Used
Woodward | 8271-326 | Woodward Speed Switch | 1 | Used
Woodward | 8271-389 | Power Supply | 1 | Used
Woodward | 8271-406 | POwer Supply | 1 | Used
Woodward | 8271-442 | 2301A Load Sharing & Speed Control | 1 | Used
Woodward | 8271-467 | 2301 Load Share and Speed Control | 3 | Used
Woodward | 8271-609 |  | 1 | Used
Woodward | 8271-610 | SPM Synchronizer | 2 | Used
Woodward | 8271-652 | 2301 Load Share and Speed Control | 2 | New
Woodward | 8271-652 | 2301 Load Share and Speed Control | 3 | Used
Woodward | 8271-674 | Power Supplies | 2 | Used
Woodward | 8272-087 | Speed Switch | 1 | Used
Woodward | 8272-242 |  | 1 | New
Woodward | 8272-288 | 2301A LOAD SHARING & SPEED CONTROL | 1 | New
Woodward | 8272-288 | 2301A LOAD SHARING & SPEED CONTROL | 1 | Used
Woodward | 8272-350 | PROCESS CONTROL | 1 | Used
Woodward | 8272-385 | SPM Synchronizer | 1 | New
Woodward | 8272-387 | Real Power Sensor | 1 | Used
Woodward | 8272-394 | Real Power Sensor | 1 | New
Woodward | 8272-394 | Real Power Sensor | 2 | Used
Woodward | 8272-720 | Real Power Sensor | 2 | New
Woodward | 8273-041 | ATLAS SC | 2 | Used
Woodward | 8273-501 | 2301D | 1 | Used
Woodward | 8280-115 | 701 Digital Speed Control | 1 | New
Woodward | 8280-505 | 723 Plus includes GAP | 2 | New
Woodward | 8290-045 | EPG SPEED CONTROL | 1 | Used
Woodward | 8301-633 | MicroNet | 4 | New
Woodward | 8301-787 | CABINET WITH 3 DRIVERS | 1 | New
Woodward | 8406-113 | EGCP-3 DIGITAL CONTROL | 3 | New/Unused
Woodward | 8406-114 |  | 1 | New/Unused
Woodward | 8406-121 | EGCP-2 | 1 | Used
Woodward | 8440-1023 | SPM-D | 1 | New
Woodward | 8511-453 | SG governor | 1
Woodward | 8516-010 | TG-10 Governor | 1 | Used
Woodward | 8516-038 | TG-13 Also see C8516-038 | 1 | New/Unused
Woodward | 8516-042 | TG-13L 4000 RPM CCW | 1 | reman
Woodward | 8516-054 | TG-17E | 2
Woodward | 8516-076 | TG-13A | 1 | New
Woodward | 8904-323 | Woodward Fuel Valve | 3 | Used
Woodward | 8915-004 | 1907 Liquid valve with TM-55 Actuator | 1 | Used
Woodward | 8915-005 | 3103 Gas Valve with TM-55 Actuator | 1 | Used
Woodward | 8915-024 | 1907 Liquid valve with TM-55 Actuator | 1 | Used
Woodward | 8915-750 | Gas Valve | 1 | Used
Woodward | 8915-782 | 3151A/TM40 Water Injection Valve/Act | 1 | New
Woodward | 8915-858 | 3103 WITH EM35R ACTUATOR | 1 | New
Woodward | 9900-011 | RESISTER BOX | 1 | New
Woodward | 9900-099 |  | 1 | New/Unused
Woodward | 9900-213 | EG3P | 1 | Used
Woodward | 9900-229 |  | 3 | New
Woodward | 9902-215 | 3103/TM55I | 2 | New
Woodward | 9903-003 |  | 4 | Used
Woodward | 9903-109 | EG-M CONTROL | 1 | New
Woodward | 9903-557 | ENHANCED 505 | 2 | New
Woodward | 9904-061 | TM-25 LP actuator | 1 | Used
Woodward | 9904-173 | TM-55 Actuator | 3 | Used
Woodward | 9905-001 | SPMA Synchronizer | 1 | New
Woodward | 9905-001 | SPMA Synchronizer | 6 | Used
Woodward | 9905-002 | SPM-A Synchronizer | 1 | Used
Woodward | 9905-003 | SPM Synchronizer | 4 | Used
Woodward | 9905-005 | SPM-A Synchronizer | 5 | Used
Woodward | 9905-020 | 2301 Load Sharing & Speed Control | 2 | Used
Woodward | 9905-021 | 2301A LOAD SHARING & SPEED CONTROL | 1 | Used
Woodward | 9905-021 | 2301A LOAD SHARING & SPEED CONTROL | 1 | New
Woodward | 9905-030 | 2301A Load Sharing & Speed Control | 2 | Used
Woodward | 9905-031 | 2301A Load Sharing & Speed Control | 2 | Used
Woodward | 9905-068 | 2301A LOAD SHARING & SPEED CONTROL Replaced by 9907-018 | 1 | Used
Woodward | 9905-089 | Process Import/Export | 1 | Used
Woodward | 9905-090 | Process Import/Export | 2 | Used
Woodward | 9905-096 | AGLC | 4 | Used
Woodward | 9905-180 | LOAD SHARING MODULE | 1 | Used
Woodward | 9905-204 | DSM synchronizer volt matching | 1 | Used
Woodward | 9905-214 | 701 SPEED CONTROL | 2 | Used
Woodward | 9905-440 | CHASSIS | 1 | Used
Woodward | 9905-537 | ST 2000 Programmer for GENDEC | 1 | Used
Woodward | 9905-657 | TM25 Actuator, DUAL COIL, RETRACTS | 1 | New
Woodward | 9905-699 | 505 NEW STYLE | 1 | New
Woodward | 9905-708 | Digital Synch & Load Control | 1 | New
Woodward | 9905-763 | TM-25 Actuator, extends | 1 | reman
Woodward | 9905-764 | TM-25 Actuator, retracts | 1 | Used
Woodward | 9905-795 | Digital Synch & Load Control | 1 | New
Woodward | 9905-797 | Digital Synch & Load Control | 1 | Used
Woodward | 9905-858 | Peak 150 120VAC/125VDC - NEMA 4 | 1 | New
Woodward | 9905-864 | Peak150 110VAC/125VDC Nema 4X | 2 | New
Woodward | 9905-867 | PEAK 150 110VAC/125VDC NEMA 4X W/ MODBUS | 1 | New
Woodward | 9905-896 | 505 Bulkhead | 5 | Used
Woodward | 9905-903 | PROTECH 203 | 4 | Used
Woodward | 9905-918 | 505 FLUSH LVDC OLD STYLE ENH | 1 | Used
Woodward | 9905-964 | Gas Shutoff Valve with Suppression | 2 | New
Woodward | 9905-967 | 6 CHANNEL 4-20mA OUTPUT | 1 | Used
Woodward | 9905-968 | LinkNet 6 ch 4-20 input | 3 | Used
Woodward | 9905-969 |  | 1 | Used
Woodward | 9905-970 | Module, linknet 100 OHM RTD 6C | 1 | New/Unused
Woodward | 9905-971 | LinkNet 16 ch discreet input | 6 | Used
Woodward | 9905-972 | Linknet Modules | 1 | NEW/TESTED
Woodward | 9905-972 | Linknet Modules | 2 | Used
Woodward | 9905-973 | 8 Ch Relay | 2 | New
Woodward | 9905-973 | 8 Ch Relay | 6 | Used
Woodward | 9906-619 | CONTROL - 723+ LV HARDWARE ONLY | 2 | New
Woodward | 9907-005 | MSLC, also GE PN 377A62602P0001 | 1 | New
Woodward | 9907-014 | 2301A LOAD SHARING & SPEED CONTROL | 1 | Used
Woodward | 9907-018 | 2301 Load Share and Speed Control | 3 | Used
Woodward | 9907-028 | SPM Synchronizer | 2 | Used
Woodward | 9907-029 | SPM-A Synchronizer | 1 | Used
Woodward | 9907-072 | NetCon Power Supply | 6 | Used
Woodward | 9907-073 | NetCon Power Supply, 24vdc, 4@4a multi output | 2 | Used
Woodward | 9907-076 | 24 VDC Power Supply | 5 | Used
Woodward | 9907-077 | NetCon Power Supply (replaces 5437-077) | 3 | Used
Woodward | 9907-1183 | 505 ENHANCED 24VDC(current pn, replaces 9907-164) | 2 | New/Unused
Woodward | 9907-135 | GS3/LQ Driver 18-32 vdc 24a | 1 | New
Woodward | 9907-163 | 505 120VAC 125VDC | 3 | Used
Woodward | 9907-164 | 505 LVDC | 1 | New
Woodward | 9907-166 | 505E New Style AC/DC | 3 | New
Woodward | 9907-175 | LOAD SHARING MODULE | 1 | Used
Woodward | 9907-205 | Programmer | 1 | Used
Woodward | 9907-205 | programmer | 2 | New
Woodward | 9907-341 | EM35R ACTUATOR, PART OF 8915-858 | 1 | New
Woodward | 9907-345 | ProTech 203, OVERSPEED PROTECTION SYSTEM | 1 | New
Woodward | 9907-487 | GSOV25 R/B 9904-534 | 6 | New
Woodward | 9907-806 | 505C, 125vac/dc, no app software | 1 | New
Woodward | 9907-861 | GSOV 25 HT (High Temp) Gas turbine stop valves | 1 | New
Woodward | A8523-210 | UG8 Governor | 1
Woodward | C8516-038 | TG-13 2400RPM CCW | 1 | New
Woodward | DPG2401001 | DPG Cummins EFC Control | 1 | Used
Woodward | E8250-054 | EG3P oil motor | 1
Woodward | E8250-826 | EG3P oil motor | 1 | looks new
Woodward | FA-1763-1 | 505 Key Pad | 4 | Used
AI-Tek | H1512-002 | BiDirectional,5/8 - 18 /2.75 /TTL/-40 to 125C | 1 | New
AI-Tek | H1522-007 | Active, 5/8 - 18/ 4.00 / Tracking / -40 to 125C | 1 | New
AI-Tek | H1612-025 | Zero Velocity Effect Sensor | 1 | New
Airpax | N1612-009 | Speed Probe | 1 | New
Dynalco | PMT557OAT | Speed Switch 0-7500 HZ | 1 | Used
Dynalco | PMT557OAT | Speed Switch 0-7500 HZ | 1 | Used
AI-Tek | RH1512-006 | Active, 5/8 - 32 / 2.75 / TTL / -40 to 125C | 1 | New
AI-Tek | RH1522-009 | Active, 5/8 -18 / 1.50 / TTL / -40 to 125C | 2 | New
Airpax | T77430 NOS | Tach-pak 3 digital process tachometer | 4 | New
Woodward | T87001 | 505 digital governor | 1
Vicor | V1-M52-CQ | Vicor Mega Module DC-DC Converter | 1 | Used
Woodward Parts Available from stock
most are no longer in production
All current Woodward can be supplied from the factory
for ordering or questions, please call:
TurboGen Consultants, Inc.
78 S. Trooper Road, Norristown, PA 19403
phone: (610)631-3480
fax: (610)631-3481
email: alan@turbogen.net

## LM5000
Item# | Location | P/N | S/N | Qty. | Condition | Manufacturer | Description
| SJT5 | 1333M65G02 |  | 1 | Used | GE | VSV Half Ring
| SJT5 | 1333M65G03 |  | 1 | Used | GE | VSV Half Ring
| SJT5 | 1336M28P01 |  | 5 | New | GE | PSI Rod End Brgs
| SJT5 | 8915-123 | 2498927 | 1 | Used | Woodward | Gas Fuel Control Valve
| SJT5 | 9015M15P21 |  | 5 | Used | GE | Metal Clamps
| SJT5 | 9015M15P25 |  | 1 | Used | GE | Metal Clamps
| SJT5 | 9015M15P29 |  | 43 | Used | GE | Metal Clamps
| SJT5 | 9042M45G01 |  | 4 | Used | GE | Elbow Tube
| SJT5 | 9042M45G02 |  |  | Used | GE | Elbow Tube
| SJT5 | 9099M20G09 |  | 1 | Used | GE | VSV Link
| SJT5 | 9109M91P01 |  | 3 | New | GE | Bolts
| SJT5 | 9135M61P01 |  | 3 | Used | GE | CRF Plugs
| SJT5 | 9148M54P01 |  | 1 | Used | GE | Plate
| SJT5 | 9149M17G01 |  | 2 | Used | GE | Bracket
| SJT5 | 9153M75P02 | GULH-2750 | 1 | Used | GE/Guiton | VSV LVDT
| SJT5 | 9153M75P02 |  | 1 | Used | GE/Guiton | LVDT
| SJT5 | 9175M55G01 |  | 1 | Used | GE | Bracket
| SJT5 | 9187M73P28 |  | 9 | Used | GE | V Clamp
| SJT5 | 9202M91P16 |  |  | Used | GE | Bearing
| SJT5 | 9202M92P06 |  | 12 | Used | GE | VSV Rod End Bearings
| SJT5 | 9295M30G06 |  | 3 | Used | GE | VSV Half Ring
| SJT5 | 9349M73P02 |  | 14 | Used | GE | VSV Clevis
| SJT5 | 9601M73P07 |  |  | Used | GE | Carbon Seal Assy
| SJT5 | 9636M51P03 |  | 5 | Used | GE | Cover Plate
| SJT5 | 9643M38P05 |  | 1 | Used | GE | VSV Clevis
| SJT5 | 9649M39P04 |  | 1 | Used | GE | V Clamp
| SJT5 | 9673M66G13 |  | 4 | Used | GE | VSV Lever Arms
| SJT5 | 9686M86P01 |  | 7 | Used | GE | HPC Comp Borescope Plugs
| SJT5 | 9692M06P01 |  | 1 | Used | GE | Bracket
| SJT5 | 9692M06P01 |  | 2 | Used | GE | Metal Clamps
| SJT5 | 9713M89P03 |  | 1 | Used | GE | Bracket
| SJT5 | AN933S0 |  | 2 | New | GE | Plug
| SJT5 | J1220G06 |  | 1 | Used | GE | Cushion Clamps
| SJT5 | J1220G07 |  | 1 | Used | GE | Cushion Clamps
| SJT5 | J1220G08 |  | 4 | Used | GE | Cushion Clamps
| SJT5 | J1220G10 |  | 3 | Used | GE | Cushion Clamps
| SJT5 | J1220G11 |  | 2 | Used | GE | Cushion Clamps
| SJT5 | J1220G12 |  | 2 | Used | GE | Cushion Clamps
| SJT5 | J1220G16 |  | 7 | Used | GE | Cushion Clamps
| SJT5 | J1220G17 |  | 1 | Used | GE | Cushion Clamps
| SJT5 | J1221G28 |  | 1 | Used | GE | Cushion Clamps
| SJT5 | J382P16 |  | 1 | Used | GE | Tubes
| SJT5 | J536P24 |  | 3 | Used | GE | Tubes
| SJT5 | K109G01 |  | 1 | New | GE | 8th Stage Vane
| SJT5 | K363P21 |  | 20 | OHV | GE | 13th Stage Vanes
| SJT5 | L14546P02 |  |  | Used | GE | Bracket
| SJT5 | L16626G01 |  | 5 | Used | GE
| SJT5 | L21131P02 |  | 1 | Used | GE | Chip Detector Probe
| SJT5 | L21289P01 |  | 1 | Used | GE | Lube Oil Scavenge Pump
| SJT5 | L21398P02 |  | 2 | Used | GE | Bracket
| SJT5 | L21454P04 |  | 2 | Used | GE/Unison | Ignition Boxes, Unison P/N 10-392775-4
| SJT5 | L21709P001 |  | 1 | Used | GE | Bracket
| SJT5 | L21738P001A |  | 2 | Used | GE | Bracket
| SJT5 | L24678G01 |  |  | Used | GE | Tubes
| SJT5 | L24686G01 |  | 1 | Used | GE | Tubes
| SJT5 | L24725P001A |  | 1 | Used | GE | Bracket
| SJT5 | L24726P001A |  | 1 | Used | GE | Bracket
| SJT5 | L24738P001 |  | 1 | Used | GE | Bracket
| SJT5 | L24746G01 |  | 1 | Used | GE | Tubes
| SJT5 | L24750G01 |  | 1 | Used | GE | Tubes
| SJT5 | L24764G01 |  | 1 | Used | GE | Bracket
| SJT5 | L24765G01 |  | 13 | Used | GE | Bracket
| SJT5 | L24769G01 |  | 1 | Used | GE | Bracket
| SJT5 | L24815G02 |  | 1 | Used | GE | Bracket
| SJT5 | L24821P001A |  | 12 | Used | GE | Bracket
| SJT5 | L24825G01 |  | 1 | Used | GE | Bracket
| SJT5 | L24907P001 |  | 1 | Used | GE | Bracket
| SJT5 | L24913P15 | WYG 78137 | 1 | OHV/Certified | GE/Woodward | VG Controller, Woodward P/N #8580-115
| SJT5 | L24913P17 | WYG 77578 | 1 | OHV/Tested | GE/Woodward | VG Controller, Woodward P/N #8580-117
| SJT5 | L24924P001 |  | 1 | Used | GE | Bracket
| SJT5 | L24933P001 |  | 1 | Used | GE | Bracket
| SJT5 | L24972P03 |  | 3 | Used | GE | Bracket
| SJT5 | L24972P04 |  | 3 | Used | GE | Bracket
| SJT5 | L24973P01 |  | 1 | Used | GE | Link
| SJT5 | L24973P01 |  |  | Used | GE | Link
| SJT5 | L24983G06 |  | 3 | Used | GE | Rod End
| SJT5 | L25028G03 |  | 1 | Used | GE | Bracket
| SJT5 | L25036G02 |  | 1 | Used | GE | Tubes
| SJT5 | L25038G01 |  | 1 | Used | GE | Tubes
| SJT5 | L25044G01 |  | 1 | Used | GE | Tubes
| SJT5 | L25046G01 |  | 1 | Used | GE | Tube
| SJT5 | L25052G03 |  | 1 | Used | GE | Bracket
| SJT5 | L25053G02 |  | 1 | Used | GE | Bracket
| SJT5 | L25054G01 |  | 1 | Used | GE | Bracket
| SJT5 | L25055P001A |  | 1 | Used | GE | Bracket
| SJT5 | L25061P03 | WYG 7727 | 1 | OHV/Tested | GE | CIT Sensor-8901-332
| SJT5 | L25082G01 |  | 1 | Used | GE | Bracket
| SJT5 | L25115G01 |  | 1 | Used | GE | Bracket
| SJT5 | L25398P01 |  | 2 | Used | GE | Bracket
| SJT5 | L25398P02 |  | 2 | Used | GE | Bracket
| SJT5 | L25399P01 |  |  | Used | GE | Bracket
| SJT5 | L25399P02 |  | 3 | Used | GE | Bracket
| SJT5 | L28043G02 |  | 2 | Used | GE | Tubes
| SJT5 | L28204P001A |  | 2 | Used | GE | Bracket
| SJT5 | L283357P001 |  | 1 | Used | GE | PS3 Bracket and tube
| SJT5 | L28339G01 |  |  | Used | GE | Tubes
| SJT5 | L28366P001A |  | 1 | Used | GE | Bracket
| SJT5 | L28367P001A |  | 1 | Used | GE | Bracket
| SJT5 | L28480G01 |  |  | Used | GE | Tube-Inst Air SS
| SJT5 | L31039P01 |  | 1 | Used | GE | Bracket
| SJT5 | L31042P02 |  | 3 | Used | GE | Bracket
| SJT5 | L31049G01 |  |  | Used | GE | Bracket
| SJT5 | L31245G01 |  | 1 | Used | GE | Tubes
| SJT5 | L31246G01 |  | 1 | Used | GE | Bracket
| SJT5 | L31246G04 |  | 1 | Used | GE | Bracket
| SJT5 | L31247G05 |  | 1 | Used | GE | Bracket
| SJT5 | L31265P12 |  | 3 | Used | GE | Bracket
| SJT5 | L31266P10 |  | 2 | Used | GE | Bracket
| SJT5 | L31283G01 |  | 1 | Used | GE | Bracket
| SJT5 | L31840P001A |  | 2 | Used | GE | Bracket
| SJT5 | L34883P001A |  | 1 | Used | GE | Bracket
| SJT5 | L35063P01A |  | 1 | Used | GE | Bracket
| SJT5 | L35063P02A |  | 1 | Used | GE | Bracket
| SJT5 | L35066P001A |  | 1 | Used | GE | Bracket
| SJT5 | L35080G01 |  | 1 | Used | GE | Tubes
| SJT5 | L35086G01 |  | 1 | Used | GE | Tubes
| SJT5 | L35088G01 |  | 1 | Used | GE | Tubes
| SJT5 | L35104G01 |  | 2 | Used | GE | Bracket
| SJT5 | L35105P001 |  | 1 | Used | GE | Bracket
| SJT5 | L35106P001A |  | 1 | Used | GE | Bracket
| SJT5 | L35127P001A |  | 1 | Used | GE | Bracket
| SJT5 | L35132P001A |  | 1 | Used | GE | Bracket
| SJT5 | L35151G01 |  |  | Used | GE | F/S Bracket
| SJT5 | L35152G01 |  | 3 | Used | GE | F/S Bracket
| SJT5 | L35158G03 |  | 1 | Used | GE | Bracket
| SJT5 | L35165P001 |  | 1 | Used | GE | Bracket
| SJT5 | L35166P01 |  | 11 | Used | GE | RTD-Lube Oil Scavenge Pump
| SJT5 | L35169P01 |  | 1 | New | GE | Bottom Right T44 T/C Segment
| SJT5 | L35169P01 |  | 1 | U/S | GE | Bottom Right T44 T/C Segment
| SJT5 | L35171P01 |  | 1 | U/S | GE | Top Left T44 T/C Segment
| SJT5 | L35173P01 |  | 2 | New | GE | Bottom Left T44 T/C Segment
| SJT5 | L35173P01 |  | 1 | U/S | GE | Bottom Left T44 T/C Segment
| SJT5 | L35176G01 |  | 1 | Used | GE | Tubes
| SJT5 | L35201P001A |  | 2 | Used | GE | Bracket
| SJT5 | L35220G01 |  | 5 | Used | GE | J-Tubes
| SJT5 | L35237G01 |  | 6 | Used | GE | Bracket
| SJT5 | L35237G02 |  | 4 | Used | GE | Bracket
| SJT5 | L35238G01 |  | 5 | Used | GE | Tubes
| SJT5 | L35241P01 |  | 2 | Used | GE | Bracket
| SJT5 | L35241P01 |  | 1 | Used | GE | Link
| SJT5 | L35245P01 |  | 1 | Used | GE | Rod End
| SJT5 | L35276G05 |  | 2 | Used | GE | Tubes
| SJT5 | L35320G01 |  | 1 | Used | GE | Tube
| SJT5 | L35336G01 |  | 1 | Used | GE | Tubes
| SJT5 | L35338G01 |  | 1 | Used | GE | Tubes
| SJT5 | L35357P001A |  | 4 | Used | GE | Bracket
| SJT5 | L35386G01 |  |  | Used | GE | Tubes
| SJT5 | L35447P03 |  | 2 | Used | GE | Bracket
| SJT5 | L35448G01 |  | 2 | Used | GE | Bracket
| SJT5 | L35472P001 |  | 1 | Used | GE | Bracket
| SJT5 | L35489G01 |  | 1 | Used | GE | Tubes
| SJT5 | L35520G01 |  | 2 | Used | GE | Tubes
| SJT5 | L35522G01 |  | 1 | Used | GE | Tubes
| SJT5 | L35569G01 |  | 1 | Used | GE | Bracket
| SJT5 | L35607G01 |  | 1 | Used | GE | Bracket
| SJT5 | L35619P001A |  | 1 | Used | GE | Bracket
| SJT5 | L35626G02 |  | 1 | Used | GE | Tubes
| SJT5 | L35661G01 |  | 5 | Used | GE | Bracket
| SJT5 | L35665P001 |  | 1 | Used | GE | Bracket
| SJT5 | L35666P001A |  | 1 | Used | GE | Bracket
| SJT5 | L35681P001 |  | 1 | Used | GE | Bracket
| SJT5 | L35682P001A |  | 1 | Used | GE | Bracket
| SJT5 | L35804P001A |  | 1 | Used | GE | Bracket
| SJT5 | L43020P08 |  | 8 | New | GE | T44 Cables from T/C to Junction Boxes, 83311-46669-2, New OEM
| SJT5 | L44030G01 |  | 1 | Used | GE | Bracket
| SJT5 | MS9404-08 |  |  | Used | GE | Plug
| SJT5 | MS9491-20 |  | 9 | New | GE | Bolts
| SJT5 | MS9568-09 |  | 4 | New | GE | Bolts
| SJT5 | MT167001-2-28 |  | 1 | Used | GE | Hoses, PT Lube Oil 375791
| SJT5 | R5077J181B |  | 3 | Used | GE | Hoses
| SJT5 | R5078B172B |  | 1 | Used | GE | Hoses
| SJT5 | R5079F236B |  | 2 | Used | GE | Hoses, 385182
| SJT5 | R5081E072B180 |  | 2 | Used | GE | Hoses
| SJT5 | R5081F085B180 |  | 1 | Used | GE | Hoses
| SJT5 | R5081F170B180 |  | 1 | Used | GE | Hoses
| SJT5 | R5082E083B000 |  | 2 | Used | GE | Hoses
| SJT5 | R5082E170B180 |  | 2 | Used | GE | Hoses
| SJT5 | R5082F112B335 |  | 2 | Used | GE | Hoses
| SJT5 | R5082F182B180 |  | 2 | Used | GE | Hoses
| SJT5 |  |  | 1 | Used | GE | CDP STIG Drain Manifold
| SJT5 |  |  | 1 | Used | GE | T25 Sensor with Integral Lead
| SJT5 |  |  | 1 | Used | GE | Flame Lens
| SJT5 |  |  | 4 | Used | GE | Carbon Blocks VSV Arms

## LM6000 Hardware
Item # | PN | SN | DESC | QTY | CD | TAG & SHOP
1 | 1474M76G02 | N/A | SHROUD | 13 | OH | STAND. AERO
2 | 1642M98G01 | N/A | VANE | 2 | OH | MTU MAINT
3 | 1856M41G01 | N/A | LINK, STG 5 | 2 | OH | MTU MAINT
4 | 1856M62G02 | N/A | LINK | 1 | OH | MTU MAINT
5 | 1862M62G02 | N/A | SHROUD | 1 | OH | ?
6 | 9022M23G07 | AMD33477 | VANE | 1 | OH | CHROMIZING CO
7 | 9022M23G07 | AMD32650 | VANE | 1 | OH | CHROMIZING CO
8 | 9022M23G07 | AMD34322 | VANE | 1 | OH | CHROMIZING CO
9 | 9022M23G07 | AMD24852 | VANE | 1 | OH | CHROMIZING CO
10 | 9048M63P34 | N/A | BLADE | 15 | OH | MTU MAINT
11 | 9048M63P34 | N/A | BLADE | 9 | OH | MTU MAINT
12 | 9064M67P25 | N/A | BLADE | 44 | OH | MTU MAINT
13 | 9064M67P25 | N/A | BLADE | 32 | OH | MTU MAINT
14 | 9064M67P26 | N/A | BLADE | 24 | OH | MTU MAINT
15 | 9064M67P26 | N/A | BLADE | 28 | OH | MTU MAINT
16 | 9064M67P27 | N/A | BLADE | 2 | OH | MTU MAINT
17 | 9064M67P27 | N/A | LPC BLADE | 2 | SV | MTU MAINT
18 | 9064M67P28 | N/A | BLADE | 2 | OH | MTU MAINT
19 | 9064M67P28 | N/A | BLADE | 2 | OH | MTU MAINT
20 | 9064M67P33 | N/A | BLADE | 2 | OH | MTU MAINT
21 | 9065M67G07 | GNZLA542 | SLEEVE | 1 | OH | MTU MAINT
22 | 9181M93G01 | N/A | NOZZLE | 1 | SV | AVIATION COMP
23 | 9185M75G02 | RPMCR271 | SPOOL ASSY | 1 | OH | MTU MAINT
24 | 9273M61G02 | WIN5682R | NUT | 1 | OH | MTU MAINT
25 | 9273M61G02 | WIN5036G | NUT | 1 | OH | TSS AVIATION
26 | 9299M60G07 | N/A | LINER | 4 | OH | STAND. AERO
27 | 9373M33P04 | N/A | BLADE | 18 | OH | GE ENGINE
28 | 9373M33P06 | N/A | BLADE | 11 | OH | GE ENGINE
29 | 9373M53P07 | BA260232 | DISK | 1 | OH | GE AVIATION
30 | 9374M37G05 | MMWG3013 | SEAL ASSY | 1 | OH | MTU MAINT
31 | 9374M37G05 | SNL43189 | SEAL ASSY | 1 | OH | MTU MAINT
32 | 9378M83G04 | N/A | TUBE | 1 | OH | MTU MAINT
33 | 9380M27P04 | SNG11088 | DISK | 1 | SV | MTU MAINT
34 | 9380M27P07 | SNL45583 | DISK | 1 | OH | MTU MAINT
35 | 9392M53G02 | TUA03A01 | NUT | 1 | OH | MTU MAINT
36 | 9392M55P04 | HAAE2471 | HOUSING | 1 | OH | MTU MAINT
37 | 9392M61P02 | N/A | NUT | 1 | SV | MTU MAINT
38 | 9392M66P01 | N/A | CLOSURE | 1 | OH | MTU MAINT
39 | 9654M80P08 | TEJ43091 | NUT, COUPLING HPT | 1 | OH | MTRO LLC
40 | 9663M23G03 | N/A | SHROUD | 7 | OH | CHROMALLOY SD
41 | 9663M23G07 | N/A | SHROUD | 6 | OH | CHROMALLOY
42 | 9673M66G14 | N/A | LEVER | 2 | OH | ?
43 | 9680M93P04 | N/A | RING | 1 | SV | ?
44 | 9686M60G33 | CAV18625 | SEAL ASSY | 1 | OH | STAND. AERO
45 | 9693M44P06 | LAM12335 | SEAL ASSY | 1 | OH | ?
46 | K333P05 | N/A | BLADE, HPCB STAGE 3 | 10 | OH | ATI
47 | K333P06 | N/A | BLADE, HPCB STAGE 3 | 2 | OH | ATI
48 | K333P07 | N/A | BLADE, HPCB STAGE 3 | 2 | OH | ATI
49 | K333P08 | N/A | BLADE, HPCB STAGE 3 | 25 | OH | ATI
50 | K333P20 | N/A | BLADE | 1 | OH | ATI TECH
51 | K415P05 | N/A | BLADE, HPCB STAGE 4 | 11 | OH | ATI
52 | K415P06 | N/A | BLADE, HPCB STAGE 4 | 2 | OH | ATI
53 | K415P07 | N/A | BLADE, HPCB STAGE 4 | 2 | OH | ATI
54 | K415P08 | N/A | BLADE, HPCB STAGE 4 | 26 | OH | ATI
55 | K463P02 | N/A | VANE | 44 | OH | ATI
56 | K465P03 | N/A | VANE | 46 | OH | ATI
58 | L24551P09 | N/A | BLADE | 3 | OH | MTU MAINT
59 | L24551P09 | N/A | BLADE | 20 | OH | MTU MAINT
60 | L24551P10 | N/A | BLADE | 6 | OH | MTU MAINT
61 | L24551P11 | N/A | BLADE | 1 | OH | MTU MAINT
62 | L24551P12 | N/A | BLADE | 1 | OH | MTU MAINT
63 | L24551P13 | N/A | BLADE | 5 | OH | MTU MAINT
64 | L24551P13 | N/A | BLADE | 1 | OH | MTU MAINT
65 | L24551P17 | N/A | BLADE, STAGE 1 | 5 | OH | MTU MAINT
66 | L24551P17 | N/A | BLADE, STAGE 1 | 3 | OH | MTU MAINT
67 | L24551P17 | N/A | BLADE | 41 | OH | MTU MAINT
68 | L24552P09 | N/A | BLADE | 10 | OH | MTU MAINT
69 | L24552P09 | N/A | BLADE | 45 | OH | MTU MAINT
70 | L24552P10 | N/A | BLADE | 26 | OH | MTU MAINT
71 | L24552P10 | N/A | BLADE | 10 | OH | MTU MAINT
72 | L24552P11 | N/A | BLADE | 2 | OH | MTU MAINT
73 | L24552P12 | N/A | BLADE | 2 | OH | MTU MAINT
74 | L24552P13 | N/A | BLADE | 32 | OH | MTU MAINT
75 | L24552P13 | N/A | BLADE | 6 | OH | MTU MAINT
76 | L24552P14 | N/A | BLADE | 1 | OH | MTU MAINT
77 | L24552P15 | N/A | BLADE | 2 | OH | MTU MAINT
78 | L24552P16 | N/A | BLADE | 2 | OH | MTU MAINT
79 | L24575G06 | TTN10685 | SHROUD | 1 | OH | STAND. AERO
80 | L24575G06 | TTN10697 | SHROUD | 1 | OH | STAND. AERO
81 | L24782G02 | N/A | VANE | 1 | OH | MTU MAINT
82 | L24782G02 | N/A | VANE | 1 | OH | MTU MAINT
83 | L24782G02 | N/A | VANE | 2 | OH | MTU MAINT
84 | L24783P02 | N/A | VANE | 27 | OH | MTU MAINT
85 | L24785P01 | N/A | BLADE | 1 | OH | MTU MAINT
86 | L24785P01 | N/A | BLADE | 45 | OH | MTU MAINT
87 | L24785P02 | N/A | BLADE | 50 | OH | MTU MAINT
88 | L24785P03 | N/A | VANE | 1 | OH | MTU MAINT
89 | L24789P01 | N/A | VANE | 30 | OH | MTU MAINT
90 | L24789P02 | N/A | VANE | 29 | OH | MTU MAINT
91 | L24789P06 | N/A | VANE | 1 | OH | MTU MAINT
92 | L24789P06 | N/A | VANE | 1 | SV | MTU MAINT
93 | L25274G03 | EMD02906 | CASE ASSY | 1 | OH | MTU MAINT
94 | L28030P05 | GDB20451 | HARNESS | 1 | AR
95 | L36000G02 | N/A | SIGHT ASSY | 1 | SV | MTU MAINT
96 | L43320G01 | VEN35845 | HOUSING | 1 | OH | MTU MAINT
97 | L43374P02 | N/A | PAD | 1 | SV | MTU MAINT
98 | L45002G03 | NCE6967C | ADAPTER | 1 | OH | MTU MAINT
99 | L45133P01 | N/A | RETAINER | 1 | OH | MTR&O
100 | L45976G01 | N/A | MANIFOLD | 1 | OH | MTU MAINT
101 | L47871G04 | ABIJ3019 | CASE | 1 | OH | MTR&O
102 | L47945G04SB-111 | DM013010 | FRAME | 1 | OH | MTU MAINT

## Missing Cables
1 | SJT |  | 608919 | L43369P01 | 2 | New | Ametek or HARCO | Cable/GE L43369P01 10 ft.
2 | SJT |  | 608926-04 | L43356P11 | 1 | New | Ametek or HARCO | CABLE IGV LVDT XN2 RIGHT
3 | SJT |  | 609524-00 | E12R/LM5000 | 1 | New | Ametek or HARCO | Cable: Metal Shielded
4 | SJT |  | 609530-00 | E19R/LM5000 | 1 | New | GE | 35', LM5000
5 | SJT |  | 83387-100 |  | 1 | New | Bentley Nevada | PE 103, Endevco Cable, Model 6918M32, L31967P01
6 | SJT2 | 10145 | 2415WC |  | 5 | New | GE | WINNCOM ANTENNA
7 | SJT |  | 25500-015 |  | 1 | New | Ametek or HARCO | T44 T/C E15
8 | SJT |  | 382A3347P0001 |  | 1 | New | GE
9 | SJT |  | 382A3540P0001 |  | 1 | New | GE
10 | SJT |  | 382A4795P0001 |  | 1 | New | GE
11 | SJT |  | 382A6549P0001 |  | 4 | New | GE
12 | SJT2 | 10120 | 382A6698P0001 |  | 1 | New | GE | WIRELESS ETHERNET HMI RADIO SYST
13 | SJT |  | 382A7350P0001 |  | 1 | New | GE
14 | SJT |  | 382A9529P0001 |  | 1 | New | GE
15 | SJT |  | 8EH2AEL1 |  | 1 | New | Ametek or HARCO | E21A, E21B, T5.4 cable 55', LM2500
16 | SJT |  | 8EH2AET1 |  | 1 | New | Ametek or HARCO | Staging Valve Cable, 40', LM2500
17 | SJT |  | 8EH2AVD1 |  | 1 | New | Ametek or HARCO
18 | SJT |  | 6893 |  | 1 | New |  | SS CABLE
19 | SJT |  | L608920-4036 | 517945 | 1 | New | Ametek or HARCO | 25600-016-040, LM6000 CABLE
20 | SJT |  | L31967P01 | 83387-100/PE103 | 1 | New | GE | PE103 SS CABLE, MODEL 6918N132
21 | SJT | 6506 | MC20303-1000F |  | 2 | New | Fiber Optic | 37x8, 2 Spools
22 | SJT | C1006 | RJ-455 0L55TPB TYL |  | 1 | New | GE | Cable-Fiber Optic
23 | SJT |  | TG11 |  | 1 | New |  | cable
24 | SJT2 | 10393 | XREF0439 |  | 22 | New | GE | WILKERSON 2300 2WIRE TRANSFER
25 | SJT |  | XREF0470 |  | 1 | New | GE | SS Braided Cable
26 | SJT | 6508 | T20P-ATEX | 235-1555-01 | 1 | New | CCS | 7 Terminal Plug Socket, Demko 03ATEX135617
27 | SJT |  | EL 0009/CBL 878 |  | 1 | New | GE | Suppression Core Vib System-RS485 Cable for MN/DMMF/Vib

## LM5000 New Hardware
Item# | Location | P/N | S/N | Qty. | Condition | Manufacturer | Description
1 | SJT5 | 1100M65G20 |  | 5 | New | GE | Gasket
2 | SJT5 | 1100M65G16 |  | 5 | New | GE | Gasket
3 | SJT5 | 1554M38P01 |  | 2 | New | GE | Gasket
4 | SJT5 | 1554M40P01 |  | 1 | New | GE | Gasket
5 | SJT5 | 9009M74P01 |  | 1 | New | GE | Gasket
6 | SJT5 | 9013M28P02 |  | 1 | New | GE | Gasket
7 | SJT5 | 9057M92P01 |  | 2 | New | GE | Gasket
8 | SJT5 | 9066M46P01 |  | 2 | New | GE | Gasket
9 | SJT5 | 9068M69P01 | 1554M39P01 | 2 | New | GE | Gasket
10 | SJT5 | 9153M75P02 |  | 1 | N/R | GE | LVDT
11 | SJT5 | 9175M72P04 |  | 1 | New | GE | Gasket
12 | SJT5 | 9559M20G01 |  | 27 | New | GE | Seal Nozzle
13 | SJT5 | 9608M12P02 |  | 1 | New | GE | Gasket
14 | SJT5 | 9610M50P21 |  | 5 | New | GE | Nut
15 | SJT5 | 9629M48P04 |  | 3 | New | GE | Nut
16 | SJT5 | 9629M48P06 |  | 17 | New | GE | Bolts
17 | SJT5 | 9629M48P10 |  | 30 | New | GE | Bolts
18 | SJT5 | 9629M79P20 |  | 8 | New | GE | Gasket
19 | SJT5 | 9629M79P24 |  | 2 | New | GE
20 | SJT5 | 9629M79P28 |  | 3 | New | GE | Gasket
21 | SJT5 | AN933S0 |  | 6 | New | GE | Bolts
22 | SJT5 | AN960C10L |  | 24 | New | GE | Washer
23 | SJT5 | AN960C416L |  | 26 | New | GE | Washer
24 | SJT5 | CF8M |  | 1 | New | GE | Y-Strainer
25 | SJT5 | FF 944621919 |  | 6 | New | GE | Packing
26 | SJT5 | J1128P12 |  | 2 | New | GE | Gasket
27 | SJT5 | J200P03A |  | 25 | New | GE | Nut
28 | SJT5 | J219P04B |  | 1 | New | GE | Gasket
29 | SJT5 | J221P018 |  | 30 | New | GE | Packing
30 | SJT5 | J221P019 |  | 31 | New | GE | Packing
31 | SJT5 | J221P023 |  | 2 | New | GE | Packing
32 | SJT5 | J221P129 |  | 32 | New | GE | Packing
33 | SJT5 | J221P129 |  | 18 | New | GE | Packing
34 | SJT5 | J221P134 |  | 3 | New | GE | Packing
35 | SJT5 | J221P152 |  | 3 | New | GE | Packing
36 | SJT5 | J221P155 |  | 2 | New | GE | Packing
37 | SJT5 | J221P156 |  | 4 | New | GE | Packing
38 | SJT5 | J221P219 |  | 1 | New | GE | Packing
39 | SJT5 | J221P222 |  | 51 | New | GE | Packing
40 | SJT5 | J221P225 |  | 5 | New | GE | Packing
41 | SJT5 | J221P260 |  | 1 | New | GE | Packing
42 | SJT5 | J221P345 |  | 2 | New | GE | Packing
43 | SJT5 | J221P904 |  | 45 | New | GE | Packing
44 | SJT5 | J221P906 |  | 19 | New | GE | Packing
45 | SJT5 | J221P908 |  | 18 | New | GE | Packing
46 | SJT5 | J221P924 |  | 40 | New | GE | Packing
47 | SJT5 | J336P228 |  | 13 | New | GE | Bolts
48 | SJT5 | J644P06D |  | 7 | New | GE | Bolts
49 | SJT5 | J644P06F |  | 144 | New | GE | Bolts
50 | SJT5 | J644P21A |  | 4 | New | GE | Bolts
51 | SJT5 | J644P29A |  | 3 | New | GE | Bolts
52 | SJT5 | J646P21A |  | 8 | New | GE | Bolts
53 | SJT5 | J646P25A |  | 4 | New | GE | Bolts
54 | SJT5 | J646P26A |  | 5 | New | GE | Bolts
55 | SJT5 | J698P04D |  | 4 | New | GE | Nut
56 | SJT5 | J815P034A |  | 5 | New | GE | Bolts
57 | SJT5 | J815P043A |  | 6 | New | GE | Bolts
58 | SJT5 | J815P048A |  | 27 | New | GE | Bolts
59 | SJT5 | J815P060A |  | 3 | New | GE | Bolts
60 | SJT5 | L21431G02 |  | 1 | New | GE | Seal assy
61 | SJT5 | L21803P01 |  | 4 | New | GE | Gasket
62 | SJT5 | L2476?G01 |  | 1 | Used | GE | T44 Bracket
63 | SJT5 | L24762G01 |  | 1 | Used | GE | T44 Bracket
64 | SJT5 | L24765G01 |  | 1 | Used | GE | T44 Bracket
65 | SJT5 | L24969P001A |  | 1 | Used | GE | T44 Bracket
66 | SJT5 | L24972P04 |  | 4 | Used | GE | Manifold Bracket
67 | SJT5 | L24983G06 |  | 1 | New | GE | Rod End
68 | SJT5 | L28004P01 |  | 2 | New | GE | VG Gasket
69 | SJT5 | L2836?P001A |  | 1 | Used | GE | T44 Bracket
70 | SJT5 | L28367P001A |  | 1 | Used | GE | T44 Bracket
71 | SJT5 | L31039P01 |  | 1 | Used | GE | Bracket
72 | SJT5 | L31042P02 |  | 1 | Used | GE | Bracket
73 | SJT5 | L31043G01 |  | 1 | New | GE | Frame Horn
74 | SJT5 | L31177P02 |  | 2 | New | GE | Seal Retainer
75 | SJT5 | L31736G08 |  | 3 | Used | GE | Fuel Nozzles
76 | SJT5 | L31736G10 |  | 3 | Used | GE | Fuel Nozzles
77 | SJT5 | L35169P01 |  | 2 | New | GE | T44 Harness Bot Right
78 | SJT5 | L35171P01 |  | 1 | New | GE | T44 Harness Top Left
79 | SJT5 | L35173P01 |  | 4 | New | GE | T44 Harness Bot Left
80 | SJT5 | L35220G01 |  | 5 | New | GE | J Tubes
81 | SJT5 | L35228P20 |  | 4 | New | GE | Gasket
82 | SJT5 | L35245P02 |  | 2 | New | GE | Rod End
83 | SJT5 | L35248P10 |  | 1 | New | GE | Gasket
84 | SJT5 | L35350P04 |  | 96 | New | GE | Packing
85 | SJT5 | L35437P03 |  | 2 | New | GE | Gasket
86 | SJT5 | L35579P01 |  | 4 | New | GE | Gasket
87 | SJT5 | L35579P04 |  | 2 | New | GE | Gasket
88 | SJT5 | M82243-1-912 |  | 18 | New | GE | Packing
89 | SJT5 | M83248-1-121 |  | 37 | New | GE | Packing
90 | SJT5 | M83248-1-905 |  | 33 | New | GE | Packing
91 | SJT5 | M83248-1-910 |  | 23 | New | GE | Packing
92 | SJT5 | MS9372-029 |  | 1 | New | GE | Gasket
93 | SJT5 | MS9373-051 |  | 3 | New | GE | Gasket
94 | SJT5 | MS9489-11 |  | 5 | New | GE | Bolts
95 | SJT5 | MS9489-12 |  | 5 | New | GE | Bolts
96 | SJT5 | MS9489-13 |  | 5 | New | GE | Bolts
97 | SJT5 | MS9489-14 |  | 5 | New | GE | Bolts
98 | SJT5 | MS9489-15 |  | 5 | New | GE | Bolts
99 | SJT5 | MS9490-09 |  | 5 | New | GE | Bolts
100 | SJT5 | MS9490-13 |  | 2 | New | GE | Bolts
101 | SJT5 | MS9490-14 |  | 34 | New | GE | Bolts
102 | SJT5 | MS9490-17 |  | 1 | New | GE | Bolts
103 | SJT5 | MS9491-25 |  | 1 | New | GE | Bolts
104 | SJT5 | MS9491-26 |  | 5 | New | GE | Bolts
105 | SJT5 | MS9492-24 |  | 14 | New | GE | Bolts
106 | SJT5 | RD34485 |  | 1 | New | GE | Strainer
107 | SJT5 | RD34489 |  | 1 | New | GE | Screen
108 | SJT5 | RD35234 |  | 2 | New | GE | Strainer

## EntrelecABB
|  | P/N |  | Qty | Condition | OEM | Description
1 | SJT | 1130310 |  | 5 | New | Entrelec/ABB | Cover Plate
2 | SJT | 1836816 |  | 140 | New | Entrelec/ABB | Cover Plate
3 | SJT | 8500126 | 30441420 | 22 | New | Entrelec/ABB
4 | SJT | 8500127 | 30441521 | 30 | New | Entrelec/ABB
5 | SJT | 10312212 |  | 50 | New | Entrelec/ABB | F Vert
6 | SJT | 11300310 |  | 10 | New | Entrelec/ABB | Cover Plate
7 | SJT | 11309504 |  | 300 | New | Entrelec/ABB | Cover Boxes
8 | SJT | 11369021 |  | 47 | New | Entrelec/ABB | Cover Plate
9 | SJT | 11369081 |  | 131 | New | Entrelec/ABB | Cover Plate
10 | SJT | 11483600 |  | 121 | New | Entrelec/ABB | Spacer
11 | SJT | 11554111 |  | 221 | New | Entrelec/ABB | Connectors
12 | SJT | 11654112 |  | 2 | New | Entrelec/ABB | Jumpers
13 | SJT | 11677120 |  | 60 | New | Entrelec/ABB | Blanks
14 | SJT | 11849517 |  | 160 | New | Entrelec/ABB | Cover Plate
15 | SJT | 11849923 |  | 300 | New | Entrelec/ABB | Cover Plate
16 | SJT | 16331526 |  | 10 | New | Entrelec/ABB | PC10-10 Poles
17 | SJT | 16511510 |  | 146 | New | Entrelec/ABB | M10/10.8
18 | SJT | 16633805 | 382A3945P0001 | 4 | New | Entrelec/ABB | Disconnect Cable
19 | SJT | 16633906 | 382A3945P0001 | 4 | New | Entrelec/ABB | Disconnect Cable
20 | SJT | 16762327 | 1SNA167623R2700 | 11 | New | Entrelec/ABB
21 | SJT | 16840016 |  | 4000 | New | Entrelec/ABB | Hardware pieces
22 | SJT | 16897307 |  | 60 | New | Entrelec/ABB | Poles
23 | SJT | 17402116 |  | 150 | New | Entrelec/ABB | Circuit Board-Mini
24 | SJT | 17542317 |  | 210 | New | Entrelec/ABB | Terminal LED's
25 | SJT | 17765400 |  | 10 | New | Entrelec/ABB | Strips
26 | SJT | 17803326 |  | 30 | New | Entrelec/ABB | Poles
27 | SJT | 19689600 |  | 30 | New | Entrelec/ABB | Cover Plate
28 | SJT | 23300001 |  | 1160 | New | Entrelec/ABB | Label RC610-10X, Blank Vert
29 | SJT | 23300001 |  | 300 | New | Entrelec/ABB | Label RC610-10X, FU
30 | SJT | 23303026 |  | 78 | New | Entrelec/ABB | Label RC610-10X, 1-100 Hort
31 | SJT | 23303113 |  | 85 | New | Entrelec/ABB | Label RC610-10X, 101-200 Hort
32 | SJT | 23304125 |  | 141 | New | Entrelec/ABB | Label RC610-10X, 1-10 Vert
33 | SJT | 23304226 |  | 450 | New | Entrelec/ABB | Label RC610-10X, 11-20 Vert
34 | SJT | 23304327 |  | 802 | New | Entrelec/ABB | Label RC610-10X, 21-30 Vert
35 | SJT | 23304420 |  | 593 | New | Entrelec/ABB | Label RC610-10X, 31-40 Vert
36 | SJT | 23304521 |  | 585 | New | Entrelec/ABB | Label RC610-10X, 41-50 Vert
37 | SJT | 23304622 |  | 382 | New | Entrelec/ABB | Label RC610-10X, 51-60 Vert
38 | SJT | 23306004 |  | 335 | New | Entrelec/ABB | Label RC610-10X, 1-100 Vert
39 | SJT | 23306121 |  | 448 | New | Entrelec/ABB | Label RC610-10X, 101-200 Vert
40 | SJT | 23306222 |  | 176 | New | Entrelec/ABB | Label RC610-10X, 201-300 Vert
41 | SJT | 23314126 |  | 44 | New | Entrelec/ABB | Label RC610-10X, 1-50 Hort
42 | SJT | 01012112 |  | 73 | New | Entrelec/ABB | RB 122AV-24VAC-DC
43 | SJT | 11511607 |  | 98 | New | Entrelec/ABB | M4/6
44 | SJT | 11511811 |  | 250 | New | Entrelec/ABB | Connectors M6/8
45 | SJT | 115124 |  | 32 | New | Entrelec/ABB | Connectors M35/16
46 | SJT | 11527122 |  | 128 | New | Entrelec/ABB | Connectors M4/6 D2
47 | SJT | 382A1490P0001 |  | 2 | New | Entrelec/ABB | End Bracket Stable C
48 | SJT | D./6… |  | 28 | New | Entrelec/ABB | Terminals
49 | SJT | D2.5/6.-.. |  | 51 | New | Entrelec/ABB | Terminals
50 | SJT | D-UK4/10 |  | 46 | New | Entrelec/ABB | Cover Plate
51 | SJT | FEM6 |  | 21 | New | Entrelec/ABB | Cover Plate
52 | SJT | M./…6D |  | 61 | New | Entrelec/ABB | Terminals
53 | SJT | M./6S |  | 62 | New | Entrelec/ABB | Terminals
54 | SJT | M./8… |  | 32 | New | Entrelec/ABB | Terminals
55 | SJT | M./8-S |  | 26 | New | Entrelec/ABB | Terminals
56 | SJT | M4/7D |  | 53 | New | Entrelec/ABB | Cover Plate
57 | SJT | M6/8-STP |  | 134 | New | Entrelec/ABB | Terminals
58 | SJT | MB10/22SF or SFL | 11630223 | 45 | New | Entrelec/ABB | Fuse 30A Max
59 | SJT | UK3N | 382A1493P0001 | 41 | New | Entrelec/ABB | Terminals
60 | SJT | WDU 2.5 |  | 21 | New | Entrelec/ABB | Terminal Blocks
61 | SJT | WDU10 | 382A1121P0001 | 12 | New | Entrelec/ABB | Terminal Blocks
62 | SJT | E-UK 13 | 382A1489P0001 | 7 | New | Phoenix Contact | Terminals
63 | SJT | UK3N | 382A1493P0001 | 226 | New | Phoenix Contact | Terminals
64 | SJT | UKH95 |  | 120 | New | Phoenix Contact | Contact Block
65 | SJT | 249 |  | 21 | New | WAGO | Jumpers
66 | SJT | 280-641 | WAGO 0916 | 417 | New | WAGO | Connectors
67 | SJT | 280-737 |  | 4 | New | WAGO | 280 Terminals
68 | SJT | 780455 |  | 43 | New | WAGO | Jumpers
69 | SJT | 635100000 |  | 500 | New | Weidmuller | Pins